## Schedules
Day Type choices: Default, Wkdy, Wknd, Mon, Tue, Wed, Thu, Fri, Sat, Sun, WntrDsn, SmrDsn, Hol
Name | Category | Units | Day Types | Start Date | End Date | Type | Hr 1 | Hr 2 | Hr 3 | Hr 4 | Hr 5 | Hr 6 | Hr 7 | Hr 8 | Hr 9 | Hr 10 | Hr 11 | Hr 12 | Hr 13 | Hr 14 | Hr 15 | Hr 16 | Hr 17 | Hr 18 | Hr 19 | Hr 20 | Hr 21 | Hr 22 | Hr 23 | Hr 24
Office_PrivateOffice_Large_CLGSETP_SPEED | Thermostat Setpoint | C | WntrDsn | 2014-01-01 | 2014-12-31 | Constant | Hr 1: 23.9
Office_PrivateOffice_Large_CLGSETP_SPEED | Thermostat Setpoint | C | SmrDsn | 2014-01-01 | 2014-12-31 | Constant | Hr 1: 23.9
Office_PrivateOffice_Large_CLGSETP_SPEED | Thermostat Setpoint | C | Sun | 2014-01-01 | 2014-12-31 | Hourly | 25.6 | 25.6 | 25.6 | 25.6 | 25.6 | 25.6 | 25.6 | 25.6 | 25.6 | 25.6 | 25.6 | 25.6 | 25.6 | 25.6 | 25.6 | 25.6 | 25.6 | 25.6 | 25.6 | 25.6 | 25.6 | 25.6 | 25.6 | 25.6
Office_PrivateOffice_Large_CLGSETP_SPEED | Thermostat Setpoint | C | Sat | 2014-01-01 | 2014-12-31 | Hourly | 25.6 | 25.6 | 25.6 | 25.6 | 25.6 | 25.6 | 23.9 | 23.9 | 23.9 | 23.9 | 23.9 | 23.9 | 23.9 | 23.9 | 23.9 | 23.9 | 23.9 | 25.6 | 25.6 | 25.6 | 25.6 | 25.6 | 25.6 | 25.6
Office_PrivateOffice_Large_CLGSETP_SPEED | Thermostat Setpoint | C | Wkdy | 2014-01-01 | 2014-12-31 | Hourly | 25.6 | 25.6 | 25.6 | 25.6 | 25.6 | 25.6 | 23.9 | 23.9 | 23.9 | 23.9 | 23.9 | 23.9 | 23.9 | 23.9 | 23.9 | 23.9 | 23.9 | 23.9 | 23.9 | 23.9 | 23.9 | 23.9 | 25.6 | 25.6
Office_PrivateOffice_Large_HTGSETP_SPEED | Thermostat Setpoint | C | WntrDsn | 2014-01-01 | 2014-12-31 | Constant | Hr 1: 21.1
Office_PrivateOffice_Large_HTGSETP_SPEED | Thermostat Setpoint | C | SmrDsn | 2014-01-01 | 2014-12-31 | Constant | Hr 1: 21.1
Office_PrivateOffice_Large_HTGSETP_SPEED | Thermostat Setpoint | C | Sun | 2014-01-01 | 2014-12-31 | Hourly | 19.4 | 19.4 | 19.4 | 19.4 | 19.4 | 19.4 | 19.4 | 19.4 | 19.4 | 19.4 | 19.4 | 19.4 | 19.4 | 19.4 | 19.4 | 19.4 | 19.4 | 19.4 | 19.4 | 19.4 | 19.4 | 19.4 | 19.4 | 19.4
Office_PrivateOffice_Large_HTGSETP_SPEED | Thermostat Setpoint | C | Sat | 2014-01-01 | 2014-12-31 | Hourly | 19.4 | 19.4 | 19.4 | 19.4 | 19.4 | 19.4 | 21.1 | 21.1 | 21.1 | 21.1 | 21.1 | 21.1 | 21.1 | 21.1 | 21.1 | 21.1 | 21.1 | 19.4 | 19.4 | 19.4 | 19.4 | 19.4 | 19.4 | 19.4
Office_PrivateOffice_Large_HTGSETP_SPEED | Thermostat Setpoint | C | Wkdy | 2014-01-01 | 2014-12-31 | Hourly | 19.4 | 19.4 | 19.4 | 19.4 | 19.4 | 19.4 | 21.1 | 21.1 | 21.1 | 21.1 | 21.1 | 21.1 | 21.1 | 21.1 | 21.1 | 21.1 | 21.1 | 21.1 | 21.1 | 21.1 | 21.1 | 21.1 | 19.4 | 19.4
Office_PrivateOffice_Large_OCC_SPEED | Occupancy |  | WntrDsn | 2014-01-01 | 2014-12-31 | Constant | Hr 1: 0
Office_PrivateOffice_Large_OCC_SPEED | Occupancy |  | SmrDsn | 2014-01-01 | 2014-12-31 | Constant | bar: Hr 1
Office_PrivateOffice_Large_OCC_SPEED | Occupancy |  | Sun | 2014-01-01 | 2014-12-31 | Hourly | 0 | 0 | 0 | 0 | 0 | 0 | 0.05 | 0.05 | 0.05 | 0.05 | 0.05 | 0.05 | 0.05 | 0.05 | 0.05 | 0.05 | 0.05 | 0.05 | 0 | 0 | 0 | 0 | 0 | 0
Office_PrivateOffice_Large_OCC_SPEED | Occupancy |  | Sat | 2014-01-01 | 2014-12-31 | Hourly | 0 | 0 | 0 | 0 | 0 | 0 | 0.1 | 0.1 | 0.3 | 0.3 | 0.3 | 0.3 | 0.1 | 0.1 | 0.1 | 0.1 | 0.1 | 0.05 | 0.05 | 0 | 0 | 0 | 0 | 0
Office_PrivateOffice_Large_OCC_SPEED | Occupancy |  | Wkdy | 2014-01-01 | 2014-12-31 | Hourly | 0 | 0 | 0 | 0 | 0 | 0 | 0.1 | 0.2 | 0.95 | 0.95 | 0.95 | 0.95 | 0.5 | 0.95 | 0.95 | 0.95 | 0.95 | 0.3 | 0.1 | 0.1 | 0.1 | 0.1 | 0.05 | 0.05
Office_PrivateOffice_Large_LIGHT_2010_SPEED | Lighting |  | WntrDsn | 2014-01-01 | 2014-12-31 | Constant | Hr 1: 0
Office_PrivateOffice_Large_LIGHT_2010_SPEED | Lighting |  | SmrDsn | 2014-01-01 | 2014-12-31 | Constant | bar: Hr 1
Office_PrivateOffice_Large_LIGHT_2010_SPEED | Lighting |  | Sun | 2014-01-01 | 2014-12-31 | Hourly | 0.05 | 0.05 | 0.05 | 0.05 | 0.05 | 0.05 | 0.05 | 0.05 | 0.05 | 0.05 | 0.05 | 0.05 | 0.05 | 0.05 | 0.05 | 0.05 | 0.05 | 0.05 | 0.05 | 0.05 | 0.05 | 0.05 | 0.05 | 0.05
Office_PrivateOffice_Large_LIGHT_2010_SPEED | Lighting |  | Sat | 2014-01-01 | 2014-12-31 | Hourly | 0.05 | 0.05 | 0.05 | 0.05 | 0.05 | 0.05 | 0.09238 | 0.09238 | 0.27714 | 0.27714 | 0.27714 | 0.27714 | 0.13857 | 0.13857 | 0.13857 | 0.13857 | 0.13857 | 0.04619 | 0.04619 | 0.05 | 0.05 | 0.05 | 0.05 | 0.05
Office_PrivateOffice_Large_LIGHT_2010_SPEED | Lighting |  | Wkdy | 2014-01-01 | 2014-12-31 | Hourly | 0.05 | 0.05 | 0.05 | 0.05 | 0.05 | 0.1 | 0.09238 | 0.27714 | 0.83142 | 0.83142 | 0.83142 | 0.83142 | 0.83142 | 0.83142 | 0.83142 | 0.83142 | 0.83142 | 0.4619 | 0.27714 | 0.27714 | 0.18476 | 0.18476 | 0.09238 | 0.04619
Office_PrivateOffice_Large_EQUIP_2010_SPEED | Equipment |  | WntrDsn | 2014-01-01 | 2014-12-31 | Constant | Hr 1: 0
Office_PrivateOffice_Large_EQUIP_2010_SPEED | Equipment |  | SmrDsn | 2014-01-01 | 2014-12-31 | Constant | bar: Hr 1
Office_PrivateOffice_Large_EQUIP_2010_SPEED | Equipment |  | Sun | 2014-01-01 | 2014-12-31 | Hourly | 0.3 | 0.3 | 0.3 | 0.3 | 0.3 | 0.3 | 0.3 | 0.3 | 0.3 | 0.3 | 0.3 | 0.3 | 0.3 | 0.3 | 0.3 | 0.3 | 0.3 | 0.3 | 0.3 | 0.3 | 0.3 | 0.3 | 0.3 | 0.3
Office_PrivateOffice_Large_EQUIP_2010_SPEED | Equipment |  | Sat | 2014-01-01 | 2014-12-31 | Hourly | 0.3 | 0.3 | 0.3 | 0.3 | 0.3 | 0.3 | 0.4 | 0.4 | 0.5 | 0.5 | 0.5 | 0.5 | 0.35 | 0.35 | 0.35 | 0.35 | 0.35 | 0.3 | 0.3 | 0.3 | 0.3 | 0.3 | 0.3 | 0.3
Office_PrivateOffice_Large_EQUIP_2010_SPEED | Equipment |  | Wkdy | 2014-01-01 | 2014-12-31 | Hourly | 0.4 | 0.4 | 0.4 | 0.4 | 0.4 | 0.4 | 0.4 | 0.4 | 0.9 | 0.9 | 0.9 | 0.9 | 0.8 | 0.9 | 0.9 | 0.9 | 0.9 | 0.5 | 0.4 | 0.4 | 0.4 | 0.4 | 0.4 | 0.4
Office_PrivateOffice_Large_INFIL_SPEED | Infiltration |  | WntrDsn | 2014-01-01 | 2014-12-31 | Constant | bar: Hr 1
Office_PrivateOffice_Large_INFIL_SPEED | Infiltration |  | SmrDsn | 2014-01-01 | 2014-12-31 | Constant | bar: Hr 1
Office_PrivateOffice_Large_INFIL_SPEED | Infiltration |  | Sun | 2014-01-01 | 2014-12-31 | Hourly | bar: Hr 1 to Hr 24
Office_PrivateOffice_Large_INFIL_SPEED | Infiltration |  | Sat | 2014-01-01 | 2014-12-31 | Hourly | 1 | 1 | 1 | 1 | 1 | 1 | 0.25 | 0.25 | 0.25 | 0.25 | 0.25 | 0.25 | 0.25 | 0.25 | 0.25 | 0.25 | 0.25 | 1 | 1 | 1 | 1 | 1 | 1 | 1
Office_PrivateOffice_Large_INFIL_SPEED | Infiltration |  | Wkdy | 2014-01-01 | 2014-12-31 | Hourly | 1 | 1 | 1 | 1 | 1 | 1 | 0.25 | 0.25 | 0.25 | 0.25 | 0.25 | 0.25 | 0.25 | 0.25 | 0.25 | 0.25 | 0.25 | 0.25 | 0.25 | 0.25 | 0.25 | 0.25 | 1 | 1
Office_PrivateOffice_Large_ACTIVITY_SPEED | Activity | W | WntrDsn | 2014-01-01 | 2014-12-31 | Constant | Hr 1: 120
Office_PrivateOffice_Large_ACTIVITY_SPEED | Activity | W | SmrDsn | 2014-01-01 | 2014-12-31 | Constant | Hr 1: 120
Office_PrivateOffice_Large_ACTIVITY_SPEED | Activity | W | Sun | 2014-01-01 | 2014-12-31 | Constant | Hr 1: 120
Office_PrivateOffice_Large_ACTIVITY_SPEED | Activity | W | Sat | 2014-01-01 | 2014-12-31 | Constant | Hr 1: 120
Office_PrivateOffice_Large_ACTIVITY_SPEED | Activity | W | Wkdy | 2014-01-01 | 2014-12-31 | Constant | Hr 1: 120
Office_PrivateOffice_Large_OA_SPEED | OA Air |  | WntrDsn | 2014-01-01 | 2014-12-31 | Constant | bar: Hr 1
Office_PrivateOffice_Large_OA_SPEED | OA Air |  | SmrDsn | 2014-01-01 | 2014-12-31 | Constant | bar: Hr 1
Office_PrivateOffice_Large_OA_SPEED | OA Air |  | Sun | 2014-01-01 | 2014-12-31 | Hourly | 0 | 0 | 0 | 0 | 0 | 0 | 0 | 0 | 0 | 0 | 0 | 0 | 0 | 0 | 0 | 0 | 0 | 0 | 0 | 0 | 0 | 0 | 0 | 0
Office_PrivateOffice_Large_OA_SPEED | OA Air |  | Sat | 2014-01-01 | 2014-12-31 | Hourly | 0 | 0 | 0 | 0 | 0 | 0 | 1 | 1 | 1 | 1 | 1 | 1 | 1 | 1 | 1 | 1 | 1 | 0 | 0 | 0 | 0 | 0 | 0 | 0
Office_PrivateOffice_Large_OA_SPEED | OA Air |  | Wkdy | 2014-01-01 | 2014-12-31 | Hourly | 0 | 0 | 0 | 0 | 0 | 0 | 1 | 1 | 1 | 1 | 1 | 1 | 1 | 1 | 1 | 1 | 1 | 1 | 1 | 1 | 1 | 1 | 0 | 0
Office_OpenOffice_Large_CLGSETP_SPEED | Thermostat Setpoint | C | WntrDsn | 2014-01-01 | 2014-12-31 | Constant | Hr 1: 23.9
Office_OpenOffice_Large_CLGSETP_SPEED | Thermostat Setpoint | C | SmrDsn | 2014-01-01 | 2014-12-31 | Constant | Hr 1: 23.9
Office_OpenOffice_Large_CLGSETP_SPEED | Thermostat Setpoint | C | Sun | 2014-01-01 | 2014-12-31 | Hourly | 25.6 | 25.6 | 25.6 | 25.6 | 25.6 | 25.6 | 25.6 | 25.6 | 25.6 | 25.6 | 25.6 | 25.6 | 25.6 | 25.6 | 25.6 | 25.6 | 25.6 | 25.6 | 25.6 | 25.6 | 25.6 | 25.6 | 25.6 | 25.6
Office_OpenOffice_Large_CLGSETP_SPEED | Thermostat Setpoint | C | Sat | 2014-01-01 | 2014-12-31 | Hourly | 25.6 | 25.6 | 25.6 | 25.6 | 25.6 | 25.6 | 23.9 | 23.9 | 23.9 | 23.9 | 23.9 | 23.9 | 23.9 | 23.9 | 23.9 | 23.9 | 23.9 | 25.6 | 25.6 | 25.6 | 25.6 | 25.6 | 25.6 | 25.6
Office_OpenOffice_Large_CLGSETP_SPEED | Thermostat Setpoint | C | Wkdy | 2014-01-01 | 2014-12-31 | Hourly | 25.6 | 25.6 | 25.6 | 25.6 | 25.6 | 25.6 | 23.9 | 23.9 | 23.9 | 23.9 | 23.9 | 23.9 | 23.9 | 23.9 | 23.9 | 23.9 | 23.9 | 23.9 | 23.9 | 23.9 | 23.9 | 23.9 | 25.6 | 25.6
Office_OpenOffice_Large_HTGSETP_SPEED | Thermostat Setpoint | C | WntrDsn | 2014-01-01 | 2014-12-31 | Constant | Hr 1: 21.1
Office_OpenOffice_Large_HTGSETP_SPEED | Thermostat Setpoint | C | SmrDsn | 2014-01-01 | 2014-12-31 | Constant | Hr 1: 21.1
Office_OpenOffice_Large_HTGSETP_SPEED | Thermostat Setpoint | C | Sun | 2014-01-01 | 2014-12-31 | Hourly | 19.4 | 19.4 | 19.4 | 19.4 | 19.4 | 19.4 | 19.4 | 19.4 | 19.4 | 19.4 | 19.4 | 19.4 | 19.4 | 19.4 | 19.4 | 19.4 | 19.4 | 19.4 | 19.4 | 19.4 | 19.4 | 19.4 | 19.4 | 19.4
Office_OpenOffice_Large_HTGSETP_SPEED | Thermostat Setpoint | C | Sat | 2014-01-01 | 2014-12-31 | Hourly | 19.4 | 19.4 | 19.4 | 19.4 | 19.4 | 19.4 | 21.1 | 21.1 | 21.1 | 21.1 | 21.1 | 21.1 | 21.1 | 21.1 | 21.1 | 21.1 | 21.1 | 19.4 | 19.4 | 19.4 | 19.4 | 19.4 | 19.4 | 19.4
Office_OpenOffice_Large_HTGSETP_SPEED | Thermostat Setpoint | C | Wkdy | 2014-01-01 | 2014-12-31 | Hourly | 19.4 | 19.4 | 19.4 | 19.4 | 19.4 | 19.4 | 21.1 | 21.1 | 21.1 | 21.1 | 21.1 | 21.1 | 21.1 | 21.1 | 21.1 | 21.1 | 21.1 | 21.1 | 21.1 | 21.1 | 21.1 | 21.1 | 19.4 | 19.4
Office_OpenOffice_Large_OCC_SPEED | Occupancy |  | WntrDsn | 2014-01-01 | 2014-12-31 | Constant | Hr 1: 0
Office_OpenOffice_Large_OCC_SPEED | Occupancy |  | SmrDsn | 2014-01-01 | 2014-12-31 | Constant | bar: Hr 1
Office_OpenOffice_Large_OCC_SPEED | Occupancy |  | Sun | 2014-01-01 | 2014-12-31 | Hourly | 0 | 0 | 0 | 0 | 0 | 0 | 0.05 | 0.05 | 0.05 | 0.05 | 0.05 | 0.05 | 0.05 | 0.05 | 0.05 | 0.05 | 0.05 | 0.05 | 0 | 0 | 0 | 0 | 0 | 0
Office_OpenOffice_Large_OCC_SPEED | Occupancy |  | Sat | 2014-01-01 | 2014-12-31 | Hourly | 0 | 0 | 0 | 0 | 0 | 0 | 0.1 | 0.1 | 0.3 | 0.3 | 0.3 | 0.3 | 0.1 | 0.1 | 0.1 | 0.1 | 0.1 | 0.05 | 0.05 | 0 | 0 | 0 | 0 | 0
Office_OpenOffice_Large_OCC_SPEED | Occupancy |  | Wkdy | 2014-01-01 | 2014-12-31 | Hourly | 0 | 0 | 0 | 0 | 0 | 0 | 0.1 | 0.2 | 0.95 | 0.95 | 0.95 | 0.95 | 0.5 | 0.95 | 0.95 | 0.95 | 0.95 | 0.3 | 0.1 | 0.1 | 0.1 | 0.1 | 0.05 | 0.05
Office_OpenOffice_Large_LIGHT_2010_SPEED | Lighting |  | WntrDsn | 2014-01-01 | 2014-12-31 | Constant | Hr 1: 0
Office_OpenOffice_Large_LIGHT_2010_SPEED | Lighting |  | SmrDsn | 2014-01-01 | 2014-12-31 | Constant | bar: Hr 1
Office_OpenOffice_Large_LIGHT_2010_SPEED | Lighting |  | Sun | 2014-01-01 | 2014-12-31 | Hourly | 0.05 | 0.05 | 0.05 | 0.05 | 0.05 | 0.05 | 0.05 | 0.05 | 0.05 | 0.05 | 0.05 | 0.05 | 0.05 | 0.05 | 0.05 | 0.05 | 0.05 | 0.05 | 0.05 | 0.05 | 0.05 | 0.05 | 0.05 | 0.05
Office_OpenOffice_Large_LIGHT_2010_SPEED | Lighting |  | Sat | 2014-01-01 | 2014-12-31 | Hourly | 0.05 | 0.05 | 0.05 | 0.05 | 0.05 | 0.05 | 0.09238 | 0.09238 | 0.27714 | 0.27714 | 0.27714 | 0.27714 | 0.13857 | 0.13857 | 0.13857 | 0.13857 | 0.13857 | 0.04619 | 0.04619 | 0.05 | 0.05 | 0.05 | 0.05 | 0.05
Office_OpenOffice_Large_LIGHT_2010_SPEED | Lighting |  | Wkdy | 2014-01-01 | 2014-12-31 | Hourly | 0.05 | 0.05 | 0.05 | 0.05 | 0.05 | 0.1 | 0.09238 | 0.27714 | 0.83142 | 0.83142 | 0.83142 | 0.83142 | 0.83142 | 0.83142 | 0.83142 | 0.83142 | 0.83142 | 0.4619 | 0.27714 | 0.27714 | 0.18476 | 0.18476 | 0.09238 | 0.04619
Office_OpenOffice_Large_EQUIP_2010_SPEED | Equipment |  | WntrDsn | 2014-01-01 | 2014-12-31 | Constant | Hr 1: 0
Office_OpenOffice_Large_EQUIP_2010_SPEED | Equipment |  | SmrDsn | 2014-01-01 | 2014-12-31 | Constant | bar: Hr 1
Office_OpenOffice_Large_EQUIP_2010_SPEED | Equipment |  | Sun | 2014-01-01 | 2014-12-31 | Hourly | 0.3 | 0.3 | 0.3 | 0.3 | 0.3 | 0.3 | 0.3 | 0.3 | 0.3 | 0.3 | 0.3 | 0.3 | 0.3 | 0.3 | 0.3 | 0.3 | 0.3 | 0.3 | 0.3 | 0.3 | 0.3 | 0.3 | 0.3 | 0.3
Office_OpenOffice_Large_EQUIP_2010_SPEED | Equipment |  | Sat | 2014-01-01 | 2014-12-31 | Hourly | 0.3 | 0.3 | 0.3 | 0.3 | 0.3 | 0.3 | 0.4 | 0.4 | 0.5 | 0.5 | 0.5 | 0.5 | 0.35 | 0.35 | 0.35 | 0.35 | 0.35 | 0.3 | 0.3 | 0.3 | 0.3 | 0.3 | 0.3 | 0.3
Office_OpenOffice_Large_EQUIP_2010_SPEED | Equipment |  | Wkdy | 2014-01-01 | 2014-12-31 | Hourly | 0.4 | 0.4 | 0.4 | 0.4 | 0.4 | 0.4 | 0.4 | 0.4 | 0.9 | 0.9 | 0.9 | 0.9 | 0.8 | 0.9 | 0.9 | 0.9 | 0.9 | 0.5 | 0.4 | 0.4 | 0.4 | 0.4 | 0.4 | 0.4
Office_OpenOffice_Large_INFIL_SPEED | Infiltration |  | WntrDsn | 2014-01-01 | 2014-12-31 | Constant | bar: Hr 1
Office_OpenOffice_Large_INFIL_SPEED | Infiltration |  | SmrDsn | 2014-01-01 | 2014-12-31 | Constant | bar: Hr 1
Office_OpenOffice_Large_INFIL_SPEED | Infiltration |  | Sun | 2014-01-01 | 2014-12-31 | Hourly | bar: Hr 1 to Hr 24
Office_OpenOffice_Large_INFIL_SPEED | Infiltration |  | Sat | 2014-01-01 | 2014-12-31 | Hourly | 1 | 1 | 1 | 1 | 1 | 1 | 0.25 | 0.25 | 0.25 | 0.25 | 0.25 | 0.25 | 0.25 | 0.25 | 0.25 | 0.25 | 0.25 | 1 | 1 | 1 | 1 | 1 | 1 | 1
Office_OpenOffice_Large_INFIL_SPEED | Infiltration |  | Wkdy | 2014-01-01 | 2014-12-31 | Hourly | 1 | 1 | 1 | 1 | 1 | 1 | 0.25 | 0.25 | 0.25 | 0.25 | 0.25 | 0.25 | 0.25 | 0.25 | 0.25 | 0.25 | 0.25 | 0.25 | 0.25 | 0.25 | 0.25 | 0.25 | 1 | 1
Office_OpenOffice_Large_ACTIVITY_SPEED | Activity | W | WntrDsn | 2014-01-01 | 2014-12-31 | Constant | Hr 1: 120
Office_OpenOffice_Large_ACTIVITY_SPEED | Activity | W | SmrDsn | 2014-01-01 | 2014-12-31 | Constant | Hr 1: 120
Office_OpenOffice_Large_ACTIVITY_SPEED | Activity | W | Sun | 2014-01-01 | 2014-12-31 | Constant | Hr 1: 120
Office_OpenOffice_Large_ACTIVITY_SPEED | Activity | W | Sat | 2014-01-01 | 2014-12-31 | Constant | Hr 1: 120
Office_OpenOffice_Large_ACTIVITY_SPEED | Activity | W | Wkdy | 2014-01-01 | 2014-12-31 | Constant | Hr 1: 120
Office_OpenOffice_Large_OA_SPEED | OA Air |  | WntrDsn | 2014-01-01 | 2014-12-31 | Constant | bar: Hr 1
Office_OpenOffice_Large_OA_SPEED | OA Air |  | SmrDsn | 2014-01-01 | 2014-12-31 | Constant | bar: Hr 1
Office_OpenOffice_Large_OA_SPEED | OA Air |  | Sun | 2014-01-01 | 2014-12-31 | Hourly | 0 | 0 | 0 | 0 | 0 | 0 | 0 | 0 | 0 | 0 | 0 | 0 | 0 | 0 | 0 | 0 | 0 | 0 | 0 | 0 | 0 | 0 | 0 | 0
Office_OpenOffice_Large_OA_SPEED | OA Air |  | Sat | 2014-01-01 | 2014-12-31 | Hourly | 0 | 0 | 0 | 0 | 0 | 0 | 1 | 1 | 1 | 1 | 1 | 1 | 1 | 1 | 1 | 1 | 1 | 0 | 0 | 0 | 0 | 0 | 0 | 0
Office_OpenOffice_Large_OA_SPEED | OA Air |  | Wkdy | 2014-01-01 | 2014-12-31 | Hourly | 0 | 0 | 0 | 0 | 0 | 0 | 1 | 1 | 1 | 1 | 1 | 1 | 1 | 1 | 1 | 1 | 1 | 1 | 1 | 1 | 1 | 1 | 0 | 0
Office_Conference_Large_CLGSETP_SPEED | Thermostat Setpoint | C | WntrDsn | 2014-01-01 | 2014-12-31 | Constant | Hr 1: 23.9
Office_Conference_Large_CLGSETP_SPEED | Thermostat Setpoint | C | SmrDsn | 2014-01-01 | 2014-12-31 | Constant | Hr 1: 23.9
Office_Conference_Large_CLGSETP_SPEED | Thermostat Setpoint | C | Sun | 2014-01-01 | 2014-12-31 | Hourly | 25.6 | 25.6 | 25.6 | 25.6 | 25.6 | 25.6 | 25.6 | 25.6 | 25.6 | 25.6 | 25.6 | 25.6 | 25.6 | 25.6 | 25.6 | 25.6 | 25.6 | 25.6 | 25.6 | 25.6 | 25.6 | 25.6 | 25.6 | 25.6
Office_Conference_Large_CLGSETP_SPEED | Thermostat Setpoint | C | Sat | 2014-01-01 | 2014-12-31 | Hourly | 25.6 | 25.6 | 25.6 | 25.6 | 25.6 | 25.6 | 23.9 | 23.9 | 23.9 | 23.9 | 23.9 | 23.9 | 23.9 | 23.9 | 23.9 | 23.9 | 23.9 | 25.6 | 25.6 | 25.6 | 25.6 | 25.6 | 25.6 | 25.6
Office_Conference_Large_CLGSETP_SPEED | Thermostat Setpoint | C | Wkdy | 2014-01-01 | 2014-12-31 | Hourly | 25.6 | 25.6 | 25.6 | 25.6 | 25.6 | 25.6 | 23.9 | 23.9 | 23.9 | 23.9 | 23.9 | 23.9 | 23.9 | 23.9 | 23.9 | 23.9 | 23.9 | 23.9 | 23.9 | 23.9 | 23.9 | 23.9 | 25.6 | 25.6
Office_Conference_Large_HTGSETP_SPEED | Thermostat Setpoint | C | WntrDsn | 2014-01-01 | 2014-12-31 | Constant | Hr 1: 21.1
Office_Conference_Large_HTGSETP_SPEED | Thermostat Setpoint | C | SmrDsn | 2014-01-01 | 2014-12-31 | Constant | Hr 1: 21.1
Office_Conference_Large_HTGSETP_SPEED | Thermostat Setpoint | C | Sun | 2014-01-01 | 2014-12-31 | Hourly | 19.4 | 19.4 | 19.4 | 19.4 | 19.4 | 19.4 | 19.4 | 19.4 | 19.4 | 19.4 | 19.4 | 19.4 | 19.4 | 19.4 | 19.4 | 19.4 | 19.4 | 19.4 | 19.4 | 19.4 | 19.4 | 19.4 | 19.4 | 19.4
Office_Conference_Large_HTGSETP_SPEED | Thermostat Setpoint | C | Sat | 2014-01-01 | 2014-12-31 | Hourly | 19.4 | 19.4 | 19.4 | 19.4 | 19.4 | 19.4 | 21.1 | 21.1 | 21.1 | 21.1 | 21.1 | 21.1 | 21.1 | 21.1 | 21.1 | 21.1 | 21.1 | 19.4 | 19.4 | 19.4 | 19.4 | 19.4 | 19.4 | 19.4
Office_Conference_Large_HTGSETP_SPEED | Thermostat Setpoint | C | Wkdy | 2014-01-01 | 2014-12-31 | Hourly | 19.4 | 19.4 | 19.4 | 19.4 | 19.4 | 19.4 | 21.1 | 21.1 | 21.1 | 21.1 | 21.1 | 21.1 | 21.1 | 21.1 | 21.1 | 21.1 | 21.1 | 21.1 | 21.1 | 21.1 | 21.1 | 21.1 | 19.4 | 19.4
Office_Conference_Large_OCC_SPEED | Occupancy |  | WntrDsn | 2014-01-01 | 2014-12-31 | Constant | Hr 1: 0
Office_Conference_Large_OCC_SPEED | Occupancy |  | SmrDsn | 2014-01-01 | 2014-12-31 | Constant | bar: Hr 1
Office_Conference_Large_OCC_SPEED | Occupancy |  | Sun | 2014-01-01 | 2014-12-31 | Hourly | 0 | 0 | 0 | 0 | 0 | 0 | 0.05 | 0.05 | 0.05 | 0.05 | 0.05 | 0.05 | 0.05 | 0.05 | 0.05 | 0.05 | 0.05 | 0.05 | 0 | 0 | 0 | 0 | 0 | 0
Office_Conference_Large_OCC_SPEED | Occupancy |  | Sat | 2014-01-01 | 2014-12-31 | Hourly | 0 | 0 | 0 | 0 | 0 | 0 | 0.1 | 0.1 | 0.3 | 0.3 | 0.3 | 0.3 | 0.1 | 0.1 | 0.1 | 0.1 | 0.1 | 0.05 | 0.05 | 0 | 0 | 0 | 0 | 0
Office_Conference_Large_OCC_SPEED | Occupancy |  | Wkdy | 2014-01-01 | 2014-12-31 | Hourly | 0 | 0 | 0 | 0 | 0 | 0 | 0.1 | 0.2 | 0.95 | 0.95 | 0.95 | 0.95 | 0.5 | 0.95 | 0.95 | 0.95 | 0.95 | 0.3 | 0.1 | 0.1 | 0.1 | 0.1 | 0.05 | 0.05
Office_Conference_Large_LIGHT_2010_SPEED | Lighting |  | WntrDsn | 2014-01-01 | 2014-12-31 | Constant | Hr 1: 0
Office_Conference_Large_LIGHT_2010_SPEED | Lighting |  | SmrDsn | 2014-01-01 | 2014-12-31 | Constant | bar: Hr 1
Office_Conference_Large_LIGHT_2010_SPEED | Lighting |  | Sun | 2014-01-01 | 2014-12-31 | Hourly | 0.05 | 0.05 | 0.05 | 0.05 | 0.05 | 0.05 | 0.05 | 0.05 | 0.05 | 0.05 | 0.05 | 0.05 | 0.05 | 0.05 | 0.05 | 0.05 | 0.05 | 0.05 | 0.05 | 0.05 | 0.05 | 0.05 | 0.05 | 0.05
Office_Conference_Large_LIGHT_2010_SPEED | Lighting |  | Sat | 2014-01-01 | 2014-12-31 | Hourly | 0.05 | 0.05 | 0.05 | 0.05 | 0.05 | 0.05 | 0.09238 | 0.09238 | 0.27714 | 0.27714 | 0.27714 | 0.27714 | 0.13857 | 0.13857 | 0.13857 | 0.13857 | 0.13857 | 0.04619 | 0.04619 | 0.05 | 0.05 | 0.05 | 0.05 | 0.05
Office_Conference_Large_LIGHT_2010_SPEED | Lighting |  | Wkdy | 2014-01-01 | 2014-12-31 | Hourly | 0.05 | 0.05 | 0.05 | 0.05 | 0.05 | 0.1 | 0.09238 | 0.27714 | 0.83142 | 0.83142 | 0.83142 | 0.83142 | 0.83142 | 0.83142 | 0.83142 | 0.83142 | 0.83142 | 0.4619 | 0.27714 | 0.27714 | 0.18476 | 0.18476 | 0.09238 | 0.04619
Office_Conference_Large_EQUIP_2010_SPEED | Equipment |  | WntrDsn | 2014-01-01 | 2014-12-31 | Constant | Hr 1: 0
Office_Conference_Large_EQUIP_2010_SPEED | Equipment |  | SmrDsn | 2014-01-01 | 2014-12-31 | Constant | bar: Hr 1
Office_Conference_Large_EQUIP_2010_SPEED | Equipment |  | Sun | 2014-01-01 | 2014-12-31 | Hourly | 0.3 | 0.3 | 0.3 | 0.3 | 0.3 | 0.3 | 0.3 | 0.3 | 0.3 | 0.3 | 0.3 | 0.3 | 0.3 | 0.3 | 0.3 | 0.3 | 0.3 | 0.3 | 0.3 | 0.3 | 0.3 | 0.3 | 0.3 | 0.3
Office_Conference_Large_EQUIP_2010_SPEED | Equipment |  | Sat | 2014-01-01 | 2014-12-31 | Hourly | 0.3 | 0.3 | 0.3 | 0.3 | 0.3 | 0.3 | 0.4 | 0.4 | 0.5 | 0.5 | 0.5 | 0.5 | 0.35 | 0.35 | 0.35 | 0.35 | 0.35 | 0.3 | 0.3 | 0.3 | 0.3 | 0.3 | 0.3 | 0.3
Office_Conference_Large_EQUIP_2010_SPEED | Equipment |  | Wkdy | 2014-01-01 | 2014-12-31 | Hourly | 0.4 | 0.4 | 0.4 | 0.4 | 0.4 | 0.4 | 0.4 | 0.4 | 0.9 | 0.9 | 0.9 | 0.9 | 0.8 | 0.9 | 0.9 | 0.9 | 0.9 | 0.5 | 0.4 | 0.4 | 0.4 | 0.4 | 0.4 | 0.4
Office_Conference_Large_INFIL_SPEED | Infiltration |  | WntrDsn | 2014-01-01 | 2014-12-31 | Constant | bar: Hr 1
Office_Conference_Large_INFIL_SPEED | Infiltration |  | SmrDsn | 2014-01-01 | 2014-12-31 | Constant | bar: Hr 1
Office_Conference_Large_INFIL_SPEED | Infiltration |  | Sun | 2014-01-01 | 2014-12-31 | Hourly | bar: Hr 1 to Hr 24
Office_Conference_Large_INFIL_SPEED | Infiltration |  | Sat | 2014-01-01 | 2014-12-31 | Hourly | 1 | 1 | 1 | 1 | 1 | 1 | 0.25 | 0.25 | 0.25 | 0.25 | 0.25 | 0.25 | 0.25 | 0.25 | 0.25 | 0.25 | 0.25 | 1 | 1 | 1 | 1 | 1 | 1 | 1
Office_Conference_Large_INFIL_SPEED | Infiltration |  | Wkdy | 2014-01-01 | 2014-12-31 | Hourly | 1 | 1 | 1 | 1 | 1 | 1 | 0.25 | 0.25 | 0.25 | 0.25 | 0.25 | 0.25 | 0.25 | 0.25 | 0.25 | 0.25 | 0.25 | 0.25 | 0.25 | 0.25 | 0.25 | 0.25 | 1 | 1
Office_Conference_Large_ACTIVITY_SPEED | Activity | W | WntrDsn | 2014-01-01 | 2014-12-31 | Constant | Hr 1: 120
Office_Conference_Large_ACTIVITY_SPEED | Activity | W | SmrDsn | 2014-01-01 | 2014-12-31 | Constant | Hr 1: 120
Office_Conference_Large_ACTIVITY_SPEED | Activity | W | Sun | 2014-01-01 | 2014-12-31 | Constant | Hr 1: 120
Office_Conference_Large_ACTIVITY_SPEED | Activity | W | Sat | 2014-01-01 | 2014-12-31 | Constant | Hr 1: 120
Office_Conference_Large_ACTIVITY_SPEED | Activity | W | Wkdy | 2014-01-01 | 2014-12-31 | Constant | Hr 1: 120
Office_Conference_Large_OA_SPEED | OA Air |  | WntrDsn | 2014-01-01 | 2014-12-31 | Constant | bar: Hr 1
Office_Conference_Large_OA_SPEED | OA Air |  | SmrDsn | 2014-01-01 | 2014-12-31 | Constant | bar: Hr 1
Office_Conference_Large_OA_SPEED | OA Air |  | Sun | 2014-01-01 | 2014-12-31 | Hourly | 0 | 0 | 0 | 0 | 0 | 0 | 0 | 0 | 0 | 0 | 0 | 0 | 0 | 0 | 0 | 0 | 0 | 0 | 0 | 0 | 0 | 0 | 0 | 0
Office_Conference_Large_OA_SPEED | OA Air |  | Sat | 2014-01-01 | 2014-12-31 | Hourly | 0 | 0 | 0 | 0 | 0 | 0 | 1 | 1 | 1 | 1 | 1 | 1 | 1 | 1 | 1 | 1 | 1 | 0 | 0 | 0 | 0 | 0 | 0 | 0
Office_Conference_Large_OA_SPEED | OA Air |  | Wkdy | 2014-01-01 | 2014-12-31 | Hourly | 0 | 0 | 0 | 0 | 0 | 0 | 1 | 1 | 1 | 1 | 1 | 1 | 1 | 1 | 1 | 1 | 1 | 1 | 1 | 1 | 1 | 1 | 0 | 0
Office_Lobby_Large_CLGSETP_SPEED | Thermostat Setpoint | C | WntrDsn | 2014-01-01 | 2014-12-31 | Constant | Hr 1: 23.9
Office_Lobby_Large_CLGSETP_SPEED | Thermostat Setpoint | C | SmrDsn | 2014-01-01 | 2014-12-31 | Constant | Hr 1: 23.9
Office_Lobby_Large_CLGSETP_SPEED | Thermostat Setpoint | C | Sun | 2014-01-01 | 2014-12-31 | Hourly | 25.6 | 25.6 | 25.6 | 25.6 | 25.6 | 25.6 | 25.6 | 25.6 | 25.6 | 25.6 | 25.6 | 25.6 | 25.6 | 25.6 | 25.6 | 25.6 | 25.6 | 25.6 | 25.6 | 25.6 | 25.6 | 25.6 | 25.6 | 25.6
Office_Lobby_Large_CLGSETP_SPEED | Thermostat Setpoint | C | Sat | 2014-01-01 | 2014-12-31 | Hourly | 25.6 | 25.6 | 25.6 | 25.6 | 25.6 | 25.6 | 23.9 | 23.9 | 23.9 | 23.9 | 23.9 | 23.9 | 23.9 | 23.9 | 23.9 | 23.9 | 23.9 | 25.6 | 25.6 | 25.6 | 25.6 | 25.6 | 25.6 | 25.6
Office_Lobby_Large_CLGSETP_SPEED | Thermostat Setpoint | C | Wkdy | 2014-01-01 | 2014-12-31 | Hourly | 25.6 | 25.6 | 25.6 | 25.6 | 25.6 | 25.6 | 23.9 | 23.9 | 23.9 | 23.9 | 23.9 | 23.9 | 23.9 | 23.9 | 23.9 | 23.9 | 23.9 | 23.9 | 23.9 | 23.9 | 23.9 | 23.9 | 25.6 | 25.6
Office_Lobby_Large_HTGSETP_SPEED | Thermostat Setpoint | C | WntrDsn | 2014-01-01 | 2014-12-31 | Constant | Hr 1: 21.1
Office_Lobby_Large_HTGSETP_SPEED | Thermostat Setpoint | C | SmrDsn | 2014-01-01 | 2014-12-31 | Constant | Hr 1: 21.1
Office_Lobby_Large_HTGSETP_SPEED | Thermostat Setpoint | C | Sun | 2014-01-01 | 2014-12-31 | Hourly | 19.4 | 19.4 | 19.4 | 19.4 | 19.4 | 19.4 | 19.4 | 19.4 | 19.4 | 19.4 | 19.4 | 19.4 | 19.4 | 19.4 | 19.4 | 19.4 | 19.4 | 19.4 | 19.4 | 19.4 | 19.4 | 19.4 | 19.4 | 19.4
Office_Lobby_Large_HTGSETP_SPEED | Thermostat Setpoint | C | Sat | 2014-01-01 | 2014-12-31 | Hourly | 19.4 | 19.4 | 19.4 | 19.4 | 19.4 | 19.4 | 21.1 | 21.1 | 21.1 | 21.1 | 21.1 | 21.1 | 21.1 | 21.1 | 21.1 | 21.1 | 21.1 | 19.4 | 19.4 | 19.4 | 19.4 | 19.4 | 19.4 | 19.4
Office_Lobby_Large_HTGSETP_SPEED | Thermostat Setpoint | C | Wkdy | 2014-01-01 | 2014-12-31 | Hourly | 19.4 | 19.4 | 19.4 | 19.4 | 19.4 | 19.4 | 21.1 | 21.1 | 21.1 | 21.1 | 21.1 | 21.1 | 21.1 | 21.1 | 21.1 | 21.1 | 21.1 | 21.1 | 21.1 | 21.1 | 21.1 | 21.1 | 19.4 | 19.4
Office_Lobby_Large_OCC_SPEED | Occupancy |  | WntrDsn | 2014-01-01 | 2014-12-31 | Constant | Hr 1: 0
Office_Lobby_Large_OCC_SPEED | Occupancy |  | SmrDsn | 2014-01-01 | 2014-12-31 | Constant | bar: Hr 1
Office_Lobby_Large_OCC_SPEED | Occupancy |  | Sun | 2014-01-01 | 2014-12-31 | Hourly | 0 | 0 | 0 | 0 | 0 | 0 | 0.05 | 0.05 | 0.05 | 0.05 | 0.05 | 0.05 | 0.05 | 0.05 | 0.05 | 0.05 | 0.05 | 0.05 | 0 | 0 | 0 | 0 | 0 | 0
Office_Lobby_Large_OCC_SPEED | Occupancy |  | Sat | 2014-01-01 | 2014-12-31 | Hourly | 0 | 0 | 0 | 0 | 0 | 0 | 0.1 | 0.1 | 0.3 | 0.3 | 0.3 | 0.3 | 0.1 | 0.1 | 0.1 | 0.1 | 0.1 | 0.05 | 0.05 | 0 | 0 | 0 | 0 | 0
Office_Lobby_Large_OCC_SPEED | Occupancy |  | Wkdy | 2014-01-01 | 2014-12-31 | Hourly | 0 | 0 | 0 | 0 | 0 | 0 | 0.1 | 0.2 | 0.95 | 0.95 | 0.95 | 0.95 | 0.5 | 0.95 | 0.95 | 0.95 | 0.95 | 0.3 | 0.1 | 0.1 | 0.1 | 0.1 | 0.05 | 0.05
Office_Lobby_Large_LIGHT_2010_SPEED | Lighting |  | WntrDsn | 2014-01-01 | 2014-12-31 | Constant | Hr 1: 0
Office_Lobby_Large_LIGHT_2010_SPEED | Lighting |  | SmrDsn | 2014-01-01 | 2014-12-31 | Constant | bar: Hr 1
Office_Lobby_Large_LIGHT_2010_SPEED | Lighting |  | Sun | 2014-01-01 | 2014-12-31 | Hourly | 0.05 | 0.05 | 0.05 | 0.05 | 0.05 | 0.05 | 0.05 | 0.05 | 0.05 | 0.05 | 0.05 | 0.05 | 0.05 | 0.05 | 0.05 | 0.05 | 0.05 | 0.05 | 0.05 | 0.05 | 0.05 | 0.05 | 0.05 | 0.05
Office_Lobby_Large_LIGHT_2010_SPEED | Lighting |  | Sat | 2014-01-01 | 2014-12-31 | Hourly | 0.05 | 0.05 | 0.05 | 0.05 | 0.05 | 0.05 | 0.09238 | 0.09238 | 0.27714 | 0.27714 | 0.27714 | 0.27714 | 0.13857 | 0.13857 | 0.13857 | 0.13857 | 0.13857 | 0.04619 | 0.04619 | 0.05 | 0.05 | 0.05 | 0.05 | 0.05
Office_Lobby_Large_LIGHT_2010_SPEED | Lighting |  | Wkdy | 2014-01-01 | 2014-12-31 | Hourly | 0.05 | 0.05 | 0.05 | 0.05 | 0.05 | 0.1 | 0.09238 | 0.27714 | 0.83142 | 0.83142 | 0.83142 | 0.83142 | 0.83142 | 0.83142 | 0.83142 | 0.83142 | 0.83142 | 0.4619 | 0.27714 | 0.27714 | 0.18476 | 0.18476 | 0.09238 | 0.04619
Office_Lobby_Large_EQUIP_2010_SPEED | Equipment |  | WntrDsn | 2014-01-01 | 2014-12-31 | Constant | Hr 1: 0
Office_Lobby_Large_EQUIP_2010_SPEED | Equipment |  | SmrDsn | 2014-01-01 | 2014-12-31 | Constant | bar: Hr 1
Office_Lobby_Large_EQUIP_2010_SPEED | Equipment |  | Sun | 2014-01-01 | 2014-12-31 | Hourly | 0.3 | 0.3 | 0.3 | 0.3 | 0.3 | 0.3 | 0.3 | 0.3 | 0.3 | 0.3 | 0.3 | 0.3 | 0.3 | 0.3 | 0.3 | 0.3 | 0.3 | 0.3 | 0.3 | 0.3 | 0.3 | 0.3 | 0.3 | 0.3
Office_Lobby_Large_EQUIP_2010_SPEED | Equipment |  | Sat | 2014-01-01 | 2014-12-31 | Hourly | 0.3 | 0.3 | 0.3 | 0.3 | 0.3 | 0.3 | 0.4 | 0.4 | 0.5 | 0.5 | 0.5 | 0.5 | 0.35 | 0.35 | 0.35 | 0.35 | 0.35 | 0.3 | 0.3 | 0.3 | 0.3 | 0.3 | 0.3 | 0.3
Office_Lobby_Large_EQUIP_2010_SPEED | Equipment |  | Wkdy | 2014-01-01 | 2014-12-31 | Hourly | 0.4 | 0.4 | 0.4 | 0.4 | 0.4 | 0.4 | 0.4 | 0.4 | 0.9 | 0.9 | 0.9 | 0.9 | 0.8 | 0.9 | 0.9 | 0.9 | 0.9 | 0.5 | 0.4 | 0.4 | 0.4 | 0.4 | 0.4 | 0.4
Office_Lobby_Large_INFIL_SPEED | Infiltration |  | WntrDsn | 2014-01-01 | 2014-12-31 | Constant | bar: Hr 1
Office_Lobby_Large_INFIL_SPEED | Infiltration |  | SmrDsn | 2014-01-01 | 2014-12-31 | Constant | bar: Hr 1
Office_Lobby_Large_INFIL_SPEED | Infiltration |  | Sun | 2014-01-01 | 2014-12-31 | Hourly | bar: Hr 1 to Hr 24
Office_Lobby_Large_INFIL_SPEED | Infiltration |  | Sat | 2014-01-01 | 2014-12-31 | Hourly | 1 | 1 | 1 | 1 | 1 | 1 | 0.25 | 0.25 | 0.25 | 0.25 | 0.25 | 0.25 | 0.25 | 0.25 | 0.25 | 0.25 | 0.25 | 1 | 1 | 1 | 1 | 1 | 1 | 1
Office_Lobby_Large_INFIL_SPEED | Infiltration |  | Wkdy | 2014-01-01 | 2014-12-31 | Hourly | 1 | 1 | 1 | 1 | 1 | 1 | 0.25 | 0.25 | 0.25 | 0.25 | 0.25 | 0.25 | 0.25 | 0.25 | 0.25 | 0.25 | 0.25 | 0.25 | 0.25 | 0.25 | 0.25 | 0.25 | 1 | 1
Office_Lobby_Large_ACTIVITY_SPEED | Activity | W | WntrDsn | 2014-01-01 | 2014-12-31 | Constant | Hr 1: 120
Office_Lobby_Large_ACTIVITY_SPEED | Activity | W | SmrDsn | 2014-01-01 | 2014-12-31 | Constant | Hr 1: 120
Office_Lobby_Large_ACTIVITY_SPEED | Activity | W | Sun | 2014-01-01 | 2014-12-31 | Constant | Hr 1: 120
Office_Lobby_Large_ACTIVITY_SPEED | Activity | W | Sat | 2014-01-01 | 2014-12-31 | Constant | Hr 1: 120
Office_Lobby_Large_ACTIVITY_SPEED | Activity | W | Wkdy | 2014-01-01 | 2014-12-31 | Constant | Hr 1: 120
Office_Lobby_Large_OA_SPEED | OA Air |  | WntrDsn | 2014-01-01 | 2014-12-31 | Constant | bar: Hr 1
Office_Lobby_Large_OA_SPEED | OA Air |  | SmrDsn | 2014-01-01 | 2014-12-31 | Constant | bar: Hr 1
Office_Lobby_Large_OA_SPEED | OA Air |  | Sun | 2014-01-01 | 2014-12-31 | Hourly | 0 | 0 | 0 | 0 | 0 | 0 | 0 | 0 | 0 | 0 | 0 | 0 | 0 | 0 | 0 | 0 | 0 | 0 | 0 | 0 | 0 | 0 | 0 | 0
Office_Lobby_Large_OA_SPEED | OA Air |  | Sat | 2014-01-01 | 2014-12-31 | Hourly | 0 | 0 | 0 | 0 | 0 | 0 | 1 | 1 | 1 | 1 | 1 | 1 | 1 | 1 | 1 | 1 | 1 | 0 | 0 | 0 | 0 | 0 | 0 | 0
Office_Lobby_Large_OA_SPEED | OA Air |  | Wkdy | 2014-01-01 | 2014-12-31 | Hourly | 0 | 0 | 0 | 0 | 0 | 0 | 1 | 1 | 1 | 1 | 1 | 1 | 1 | 1 | 1 | 1 | 1 | 1 | 1 | 1 | 1 | 1 | 0 | 0
Office_Breakroom_Large_CLGSETP_SPEED | Thermostat Setpoint | C | WntrDsn | 2014-01-01 | 2014-12-31 | Constant | Hr 1: 23.9
Office_Breakroom_Large_CLGSETP_SPEED | Thermostat Setpoint | C | SmrDsn | 2014-01-01 | 2014-12-31 | Constant | Hr 1: 23.9
Office_Breakroom_Large_CLGSETP_SPEED | Thermostat Setpoint | C | Sun | 2014-01-01 | 2014-12-31 | Hourly | 25.6 | 25.6 | 25.6 | 25.6 | 25.6 | 25.6 | 25.6 | 25.6 | 25.6 | 25.6 | 25.6 | 25.6 | 25.6 | 25.6 | 25.6 | 25.6 | 25.6 | 25.6 | 25.6 | 25.6 | 25.6 | 25.6 | 25.6 | 25.6
Office_Breakroom_Large_CLGSETP_SPEED | Thermostat Setpoint | C | Sat | 2014-01-01 | 2014-12-31 | Hourly | 25.6 | 25.6 | 25.6 | 25.6 | 25.6 | 25.6 | 23.9 | 23.9 | 23.9 | 23.9 | 23.9 | 23.9 | 23.9 | 23.9 | 23.9 | 23.9 | 23.9 | 25.6 | 25.6 | 25.6 | 25.6 | 25.6 | 25.6 | 25.6
Office_Breakroom_Large_CLGSETP_SPEED | Thermostat Setpoint | C | Wkdy | 2014-01-01 | 2014-12-31 | Hourly | 25.6 | 25.6 | 25.6 | 25.6 | 25.6 | 25.6 | 23.9 | 23.9 | 23.9 | 23.9 | 23.9 | 23.9 | 23.9 | 23.9 | 23.9 | 23.9 | 23.9 | 23.9 | 23.9 | 23.9 | 23.9 | 23.9 | 25.6 | 25.6
Office_Breakroom_Large_HTGSETP_SPEED | Thermostat Setpoint | C | WntrDsn | 2014-01-01 | 2014-12-31 | Constant | Hr 1: 21.1
Office_Breakroom_Large_HTGSETP_SPEED | Thermostat Setpoint | C | SmrDsn | 2014-01-01 | 2014-12-31 | Constant | Hr 1: 21.1
Office_Breakroom_Large_HTGSETP_SPEED | Thermostat Setpoint | C | Sun | 2014-01-01 | 2014-12-31 | Hourly | 19.4 | 19.4 | 19.4 | 19.4 | 19.4 | 19.4 | 19.4 | 19.4 | 19.4 | 19.4 | 19.4 | 19.4 | 19.4 | 19.4 | 19.4 | 19.4 | 19.4 | 19.4 | 19.4 | 19.4 | 19.4 | 19.4 | 19.4 | 19.4
Office_Breakroom_Large_HTGSETP_SPEED | Thermostat Setpoint | C | Sat | 2014-01-01 | 2014-12-31 | Hourly | 19.4 | 19.4 | 19.4 | 19.4 | 19.4 | 19.4 | 21.1 | 21.1 | 21.1 | 21.1 | 21.1 | 21.1 | 21.1 | 21.1 | 21.1 | 21.1 | 21.1 | 19.4 | 19.4 | 19.4 | 19.4 | 19.4 | 19.4 | 19.4
Office_Breakroom_Large_HTGSETP_SPEED | Thermostat Setpoint | C | Wkdy | 2014-01-01 | 2014-12-31 | Hourly | 19.4 | 19.4 | 19.4 | 19.4 | 19.4 | 19.4 | 21.1 | 21.1 | 21.1 | 21.1 | 21.1 | 21.1 | 21.1 | 21.1 | 21.1 | 21.1 | 21.1 | 21.1 | 21.1 | 21.1 | 21.1 | 21.1 | 19.4 | 19.4
Office_Breakroom_Large_OCC_SPEED | Occupancy |  | WntrDsn | 2014-01-01 | 2014-12-31 | Constant | Hr 1: 0
Office_Breakroom_Large_OCC_SPEED | Occupancy |  | SmrDsn | 2014-01-01 | 2014-12-31 | Constant | bar: Hr 1
Office_Breakroom_Large_OCC_SPEED | Occupancy |  | Sun | 2014-01-01 | 2014-12-31 | Hourly | 0 | 0 | 0 | 0 | 0 | 0 | 0.05 | 0.05 | 0.05 | 0.05 | 0.05 | 0.05 | 0.05 | 0.05 | 0.05 | 0.05 | 0.05 | 0.05 | 0 | 0 | 0 | 0 | 0 | 0
Office_Breakroom_Large_OCC_SPEED | Occupancy |  | Sat | 2014-01-01 | 2014-12-31 | Hourly | 0 | 0 | 0 | 0 | 0 | 0 | 0.1 | 0.1 | 0.3 | 0.3 | 0.3 | 0.3 | 0.1 | 0.1 | 0.1 | 0.1 | 0.1 | 0.05 | 0.05 | 0 | 0 | 0 | 0 | 0
Office_Breakroom_Large_OCC_SPEED | Occupancy |  | Wkdy | 2014-01-01 | 2014-12-31 | Hourly | 0 | 0 | 0 | 0 | 0 | 0 | 0.1 | 0.2 | 0.95 | 0.95 | 0.95 | 0.95 | 0.5 | 0.95 | 0.95 | 0.95 | 0.95 | 0.3 | 0.1 | 0.1 | 0.1 | 0.1 | 0.05 | 0.05
Office_Breakroom_Large_LIGHT_2010_SPEED | Lighting |  | WntrDsn | 2014-01-01 | 2014-12-31 | Constant | Hr 1: 0
Office_Breakroom_Large_LIGHT_2010_SPEED | Lighting |  | SmrDsn | 2014-01-01 | 2014-12-31 | Constant | bar: Hr 1
Office_Breakroom_Large_LIGHT_2010_SPEED | Lighting |  | Sun | 2014-01-01 | 2014-12-31 | Hourly | 0.05 | 0.05 | 0.05 | 0.05 | 0.05 | 0.05 | 0.05 | 0.05 | 0.05 | 0.05 | 0.05 | 0.05 | 0.05 | 0.05 | 0.05 | 0.05 | 0.05 | 0.05 | 0.05 | 0.05 | 0.05 | 0.05 | 0.05 | 0.05
Office_Breakroom_Large_LIGHT_2010_SPEED | Lighting |  | Sat | 2014-01-01 | 2014-12-31 | Hourly | 0.05 | 0.05 | 0.05 | 0.05 | 0.05 | 0.05 | 0.09238 | 0.09238 | 0.27714 | 0.27714 | 0.27714 | 0.27714 | 0.13857 | 0.13857 | 0.13857 | 0.13857 | 0.13857 | 0.04619 | 0.04619 | 0.05 | 0.05 | 0.05 | 0.05 | 0.05
Office_Breakroom_Large_LIGHT_2010_SPEED | Lighting |  | Wkdy | 2014-01-01 | 2014-12-31 | Hourly | 0.05 | 0.05 | 0.05 | 0.05 | 0.05 | 0.1 | 0.09238 | 0.27714 | 0.83142 | 0.83142 | 0.83142 | 0.83142 | 0.83142 | 0.83142 | 0.83142 | 0.83142 | 0.83142 | 0.4619 | 0.27714 | 0.27714 | 0.18476 | 0.18476 | 0.09238 | 0.04619
Office_Breakroom_Large_EQUIP_2010_SPEED | Equipment |  | WntrDsn | 2014-01-01 | 2014-12-31 | Constant | Hr 1: 0
Office_Breakroom_Large_EQUIP_2010_SPEED | Equipment |  | SmrDsn | 2014-01-01 | 2014-12-31 | Constant | bar: Hr 1
Office_Breakroom_Large_EQUIP_2010_SPEED | Equipment |  | Sun | 2014-01-01 | 2014-12-31 | Hourly | 0.3 | 0.3 | 0.3 | 0.3 | 0.3 | 0.3 | 0.3 | 0.3 | 0.3 | 0.3 | 0.3 | 0.3 | 0.3 | 0.3 | 0.3 | 0.3 | 0.3 | 0.3 | 0.3 | 0.3 | 0.3 | 0.3 | 0.3 | 0.3
Office_Breakroom_Large_EQUIP_2010_SPEED | Equipment |  | Sat | 2014-01-01 | 2014-12-31 | Hourly | 0.3 | 0.3 | 0.3 | 0.3 | 0.3 | 0.3 | 0.4 | 0.4 | 0.5 | 0.5 | 0.5 | 0.5 | 0.35 | 0.35 | 0.35 | 0.35 | 0.35 | 0.3 | 0.3 | 0.3 | 0.3 | 0.3 | 0.3 | 0.3
Office_Breakroom_Large_EQUIP_2010_SPEED | Equipment |  | Wkdy | 2014-01-01 | 2014-12-31 | Hourly | 0.4 | 0.4 | 0.4 | 0.4 | 0.4 | 0.4 | 0.4 | 0.4 | 0.9 | 0.9 | 0.9 | 0.9 | 0.8 | 0.9 | 0.9 | 0.9 | 0.9 | 0.5 | 0.4 | 0.4 | 0.4 | 0.4 | 0.4 | 0.4
Office_Breakroom_Large_INFIL_SPEED | Infiltration |  | WntrDsn | 2014-01-01 | 2014-12-31 | Constant | bar: Hr 1
Office_Breakroom_Large_INFIL_SPEED | Infiltration |  | SmrDsn | 2014-01-01 | 2014-12-31 | Constant | bar: Hr 1
Office_Breakroom_Large_INFIL_SPEED | Infiltration |  | Sun | 2014-01-01 | 2014-12-31 | Hourly | bar: Hr 1 to Hr 24
Office_Breakroom_Large_INFIL_SPEED | Infiltration |  | Sat | 2014-01-01 | 2014-12-31 | Hourly | 1 | 1 | 1 | 1 | 1 | 1 | 0.25 | 0.25 | 0.25 | 0.25 | 0.25 | 0.25 | 0.25 | 0.25 | 0.25 | 0.25 | 0.25 | 1 | 1 | 1 | 1 | 1 | 1 | 1
Office_Breakroom_Large_INFIL_SPEED | Infiltration |  | Wkdy | 2014-01-01 | 2014-12-31 | Hourly | 1 | 1 | 1 | 1 | 1 | 1 | 0.25 | 0.25 | 0.25 | 0.25 | 0.25 | 0.25 | 0.25 | 0.25 | 0.25 | 0.25 | 0.25 | 0.25 | 0.25 | 0.25 | 0.25 | 0.25 | 1 | 1
Office_Breakroom_Large_ACTIVITY_SPEED | Activity | W | WntrDsn | 2014-01-01 | 2014-12-31 | Constant | Hr 1: 120
Office_Breakroom_Large_ACTIVITY_SPEED | Activity | W | SmrDsn | 2014-01-01 | 2014-12-31 | Constant | Hr 1: 120
Office_Breakroom_Large_ACTIVITY_SPEED | Activity | W | Sun | 2014-01-01 | 2014-12-31 | Constant | Hr 1: 120
Office_Breakroom_Large_ACTIVITY_SPEED | Activity | W | Sat | 2014-01-01 | 2014-12-31 | Constant | Hr 1: 120
Office_Breakroom_Large_ACTIVITY_SPEED | Activity | W | Wkdy | 2014-01-01 | 2014-12-31 | Constant | Hr 1: 120
Office_Breakroom_Large_OA_SPEED | OA Air |  | WntrDsn | 2014-01-01 | 2014-12-31 | Constant | bar: Hr 1
Office_Breakroom_Large_OA_SPEED | OA Air |  | SmrDsn | 2014-01-01 | 2014-12-31 | Constant | bar: Hr 1
Office_Breakroom_Large_OA_SPEED | OA Air |  | Sun | 2014-01-01 | 2014-12-31 | Hourly | 0 | 0 | 0 | 0 | 0 | 0 | 0 | 0 | 0 | 0 | 0 | 0 | 0 | 0 | 0 | 0 | 0 | 0 | 0 | 0 | 0 | 0 | 0 | 0
Office_Breakroom_Large_OA_SPEED | OA Air |  | Sat | 2014-01-01 | 2014-12-31 | Hourly | 0 | 0 | 0 | 0 | 0 | 0 | 1 | 1 | 1 | 1 | 1 | 1 | 1 | 1 | 1 | 1 | 1 | 0 | 0 | 0 | 0 | 0 | 0 | 0
Office_Breakroom_Large_OA_SPEED | OA Air |  | Wkdy | 2014-01-01 | 2014-12-31 | Hourly | 0 | 0 | 0 | 0 | 0 | 0 | 1 | 1 | 1 | 1 | 1 | 1 | 1 | 1 | 1 | 1 | 1 | 1 | 1 | 1 | 1 | 1 | 0 | 0
Office_Restroom_Large_CLGSETP_SPEED | Thermostat Setpoint | C | WntrDsn | 2014-01-01 | 2014-12-31 | Constant | Hr 1: 23.9
Office_Restroom_Large_CLGSETP_SPEED | Thermostat Setpoint | C | SmrDsn | 2014-01-01 | 2014-12-31 | Constant | Hr 1: 23.9
Office_Restroom_Large_CLGSETP_SPEED | Thermostat Setpoint | C | Sun | 2014-01-01 | 2014-12-31 | Hourly | 25.6 | 25.6 | 25.6 | 25.6 | 25.6 | 25.6 | 25.6 | 25.6 | 25.6 | 25.6 | 25.6 | 25.6 | 25.6 | 25.6 | 25.6 | 25.6 | 25.6 | 25.6 | 25.6 | 25.6 | 25.6 | 25.6 | 25.6 | 25.6
Office_Restroom_Large_CLGSETP_SPEED | Thermostat Setpoint | C | Sat | 2014-01-01 | 2014-12-31 | Hourly | 25.6 | 25.6 | 25.6 | 25.6 | 25.6 | 25.6 | 23.9 | 23.9 | 23.9 | 23.9 | 23.9 | 23.9 | 23.9 | 23.9 | 23.9 | 23.9 | 23.9 | 25.6 | 25.6 | 25.6 | 25.6 | 25.6 | 25.6 | 25.6
Office_Restroom_Large_CLGSETP_SPEED | Thermostat Setpoint | C | Wkdy | 2014-01-01 | 2014-12-31 | Hourly | 25.6 | 25.6 | 25.6 | 25.6 | 25.6 | 25.6 | 23.9 | 23.9 | 23.9 | 23.9 | 23.9 | 23.9 | 23.9 | 23.9 | 23.9 | 23.9 | 23.9 | 23.9 | 23.9 | 23.9 | 23.9 | 23.9 | 25.6 | 25.6
Office_Restroom_Large_HTGSETP_SPEED | Thermostat Setpoint | C | WntrDsn | 2014-01-01 | 2014-12-31 | Constant | Hr 1: 21.1
Office_Restroom_Large_HTGSETP_SPEED | Thermostat Setpoint | C | SmrDsn | 2014-01-01 | 2014-12-31 | Constant | Hr 1: 21.1
Office_Restroom_Large_HTGSETP_SPEED | Thermostat Setpoint | C | Sun | 2014-01-01 | 2014-12-31 | Hourly | 19.4 | 19.4 | 19.4 | 19.4 | 19.4 | 19.4 | 19.4 | 19.4 | 19.4 | 19.4 | 19.4 | 19.4 | 19.4 | 19.4 | 19.4 | 19.4 | 19.4 | 19.4 | 19.4 | 19.4 | 19.4 | 19.4 | 19.4 | 19.4
Office_Restroom_Large_HTGSETP_SPEED | Thermostat Setpoint | C | Sat | 2014-01-01 | 2014-12-31 | Hourly | 19.4 | 19.4 | 19.4 | 19.4 | 19.4 | 19.4 | 21.1 | 21.1 | 21.1 | 21.1 | 21.1 | 21.1 | 21.1 | 21.1 | 21.1 | 21.1 | 21.1 | 19.4 | 19.4 | 19.4 | 19.4 | 19.4 | 19.4 | 19.4
Office_Restroom_Large_HTGSETP_SPEED | Thermostat Setpoint | C | Wkdy | 2014-01-01 | 2014-12-31 | Hourly | 19.4 | 19.4 | 19.4 | 19.4 | 19.4 | 19.4 | 21.1 | 21.1 | 21.1 | 21.1 | 21.1 | 21.1 | 21.1 | 21.1 | 21.1 | 21.1 | 21.1 | 21.1 | 21.1 | 21.1 | 21.1 | 21.1 | 19.4 | 19.4
Office_Restroom_Large_OCC_SPEED | Occupancy |  | WntrDsn | 2014-01-01 | 2014-12-31 | Constant | Hr 1: 0
Office_Restroom_Large_OCC_SPEED | Occupancy |  | SmrDsn | 2014-01-01 | 2014-12-31 | Constant | bar: Hr 1
Office_Restroom_Large_OCC_SPEED | Occupancy |  | Sun | 2014-01-01 | 2014-12-31 | Hourly | 0 | 0 | 0 | 0 | 0 | 0 | 0.05 | 0.05 | 0.05 | 0.05 | 0.05 | 0.05 | 0.05 | 0.05 | 0.05 | 0.05 | 0.05 | 0.05 | 0 | 0 | 0 | 0 | 0 | 0
Office_Restroom_Large_OCC_SPEED | Occupancy |  | Sat | 2014-01-01 | 2014-12-31 | Hourly | 0 | 0 | 0 | 0 | 0 | 0 | 0.1 | 0.1 | 0.3 | 0.3 | 0.3 | 0.3 | 0.1 | 0.1 | 0.1 | 0.1 | 0.1 | 0.05 | 0.05 | 0 | 0 | 0 | 0 | 0
Office_Restroom_Large_OCC_SPEED | Occupancy |  | Wkdy | 2014-01-01 | 2014-12-31 | Hourly | 0 | 0 | 0 | 0 | 0 | 0 | 0.1 | 0.2 | 0.95 | 0.95 | 0.95 | 0.95 | 0.5 | 0.95 | 0.95 | 0.95 | 0.95 | 0.3 | 0.1 | 0.1 | 0.1 | 0.1 | 0.05 | 0.05
Office_Restroom_Large_LIGHT_2010_SPEED | Lighting |  | WntrDsn | 2014-01-01 | 2014-12-31 | Constant | Hr 1: 0
Office_Restroom_Large_LIGHT_2010_SPEED | Lighting |  | SmrDsn | 2014-01-01 | 2014-12-31 | Constant | bar: Hr 1
Office_Restroom_Large_LIGHT_2010_SPEED | Lighting |  | Sun | 2014-01-01 | 2014-12-31 | Hourly | 0.05 | 0.05 | 0.05 | 0.05 | 0.05 | 0.05 | 0.05 | 0.05 | 0.05 | 0.05 | 0.05 | 0.05 | 0.05 | 0.05 | 0.05 | 0.05 | 0.05 | 0.05 | 0.05 | 0.05 | 0.05 | 0.05 | 0.05 | 0.05
Office_Restroom_Large_LIGHT_2010_SPEED | Lighting |  | Sat | 2014-01-01 | 2014-12-31 | Hourly | 0.05 | 0.05 | 0.05 | 0.05 | 0.05 | 0.05 | 0.09238 | 0.09238 | 0.27714 | 0.27714 | 0.27714 | 0.27714 | 0.13857 | 0.13857 | 0.13857 | 0.13857 | 0.13857 | 0.04619 | 0.04619 | 0.05 | 0.05 | 0.05 | 0.05 | 0.05
Office_Restroom_Large_LIGHT_2010_SPEED | Lighting |  | Wkdy | 2014-01-01 | 2014-12-31 | Hourly | 0.05 | 0.05 | 0.05 | 0.05 | 0.05 | 0.1 | 0.09238 | 0.27714 | 0.83142 | 0.83142 | 0.83142 | 0.83142 | 0.83142 | 0.83142 | 0.83142 | 0.83142 | 0.83142 | 0.4619 | 0.27714 | 0.27714 | 0.18476 | 0.18476 | 0.09238 | 0.04619
Office_Restroom_Large_EQUIP_2010_SPEED | Equipment |  | WntrDsn | 2014-01-01 | 2014-12-31 | Constant | Hr 1: 0
Office_Restroom_Large_EQUIP_2010_SPEED | Equipment |  | SmrDsn | 2014-01-01 | 2014-12-31 | Constant | bar: Hr 1
Office_Restroom_Large_EQUIP_2010_SPEED | Equipment |  | Sun | 2014-01-01 | 2014-12-31 | Hourly | 0.3 | 0.3 | 0.3 | 0.3 | 0.3 | 0.3 | 0.3 | 0.3 | 0.3 | 0.3 | 0.3 | 0.3 | 0.3 | 0.3 | 0.3 | 0.3 | 0.3 | 0.3 | 0.3 | 0.3 | 0.3 | 0.3 | 0.3 | 0.3
Office_Restroom_Large_EQUIP_2010_SPEED | Equipment |  | Sat | 2014-01-01 | 2014-12-31 | Hourly | 0.3 | 0.3 | 0.3 | 0.3 | 0.3 | 0.3 | 0.4 | 0.4 | 0.5 | 0.5 | 0.5 | 0.5 | 0.35 | 0.35 | 0.35 | 0.35 | 0.35 | 0.3 | 0.3 | 0.3 | 0.3 | 0.3 | 0.3 | 0.3
Office_Restroom_Large_EQUIP_2010_SPEED | Equipment |  | Wkdy | 2014-01-01 | 2014-12-31 | Hourly | 0.4 | 0.4 | 0.4 | 0.4 | 0.4 | 0.4 | 0.4 | 0.4 | 0.9 | 0.9 | 0.9 | 0.9 | 0.8 | 0.9 | 0.9 | 0.9 | 0.9 | 0.5 | 0.4 | 0.4 | 0.4 | 0.4 | 0.4 | 0.4
Office_Restroom_Large_INFIL_SPEED | Infiltration |  | WntrDsn | 2014-01-01 | 2014-12-31 | Constant | bar: Hr 1
Office_Restroom_Large_INFIL_SPEED | Infiltration |  | SmrDsn | 2014-01-01 | 2014-12-31 | Constant | bar: Hr 1
Office_Restroom_Large_INFIL_SPEED | Infiltration |  | Sun | 2014-01-01 | 2014-12-31 | Hourly | bar: Hr 1 to Hr 24
Office_Restroom_Large_INFIL_SPEED | Infiltration |  | Sat | 2014-01-01 | 2014-12-31 | Hourly | 1 | 1 | 1 | 1 | 1 | 1 | 0.25 | 0.25 | 0.25 | 0.25 | 0.25 | 0.25 | 0.25 | 0.25 | 0.25 | 0.25 | 0.25 | 1 | 1 | 1 | 1 | 1 | 1 | 1
Office_Restroom_Large_INFIL_SPEED | Infiltration |  | Wkdy | 2014-01-01 | 2014-12-31 | Hourly | 1 | 1 | 1 | 1 | 1 | 1 | 0.25 | 0.25 | 0.25 | 0.25 | 0.25 | 0.25 | 0.25 | 0.25 | 0.25 | 0.25 | 0.25 | 0.25 | 0.25 | 0.25 | 0.25 | 0.25 | 1 | 1
Office_Restroom_Large_ACTIVITY_SPEED | Activity | W | WntrDsn | 2014-01-01 | 2014-12-31 | Constant | Hr 1: 120
Office_Restroom_Large_ACTIVITY_SPEED | Activity | W | SmrDsn | 2014-01-01 | 2014-12-31 | Constant | Hr 1: 120
Office_Restroom_Large_ACTIVITY_SPEED | Activity | W | Sun | 2014-01-01 | 2014-12-31 | Constant | Hr 1: 120
Office_Restroom_Large_ACTIVITY_SPEED | Activity | W | Sat | 2014-01-01 | 2014-12-31 | Constant | Hr 1: 120
Office_Restroom_Large_ACTIVITY_SPEED | Activity | W | Wkdy | 2014-01-01 | 2014-12-31 | Constant | Hr 1: 120
Office_Restroom_Large_OA_SPEED | OA Air |  | WntrDsn | 2014-01-01 | 2014-12-31 | Constant | bar: Hr 1
Office_Restroom_Large_OA_SPEED | OA Air |  | SmrDsn | 2014-01-01 | 2014-12-31 | Constant | bar: Hr 1
Office_Restroom_Large_OA_SPEED | OA Air |  | Sun | 2014-01-01 | 2014-12-31 | Hourly | 0 | 0 | 0 | 0 | 0 | 0 | 0 | 0 | 0 | 0 | 0 | 0 | 0 | 0 | 0 | 0 | 0 | 0 | 0 | 0 | 0 | 0 | 0 | 0
Office_Restroom_Large_OA_SPEED | OA Air |  | Sat | 2014-01-01 | 2014-12-31 | Hourly | 0 | 0 | 0 | 0 | 0 | 0 | 1 | 1 | 1 | 1 | 1 | 1 | 1 | 1 | 1 | 1 | 1 | 0 | 0 | 0 | 0 | 0 | 0 | 0
Office_Restroom_Large_OA_SPEED | OA Air |  | Wkdy | 2014-01-01 | 2014-12-31 | Hourly | 0 | 0 | 0 | 0 | 0 | 0 | 1 | 1 | 1 | 1 | 1 | 1 | 1 | 1 | 1 | 1 | 1 | 1 | 1 | 1 | 1 | 1 | 0 | 0
Office_Dining_Large_CLGSETP_SPEED | Thermostat Setpoint | C | WntrDsn | 2014-01-01 | 2014-12-31 | Constant | Hr 1: 23.9
Office_Dining_Large_CLGSETP_SPEED | Thermostat Setpoint | C | SmrDsn | 2014-01-01 | 2014-12-31 | Constant | Hr 1: 23.9
Office_Dining_Large_CLGSETP_SPEED | Thermostat Setpoint | C | Sun | 2014-01-01 | 2014-12-31 | Hourly | 25.6 | 25.6 | 25.6 | 25.6 | 25.6 | 25.6 | 25.6 | 25.6 | 25.6 | 25.6 | 25.6 | 25.6 | 25.6 | 25.6 | 25.6 | 25.6 | 25.6 | 25.6 | 25.6 | 25.6 | 25.6 | 25.6 | 25.6 | 25.6
Office_Dining_Large_CLGSETP_SPEED | Thermostat Setpoint | C | Sat | 2014-01-01 | 2014-12-31 | Hourly | 25.6 | 25.6 | 25.6 | 25.6 | 25.6 | 25.6 | 23.9 | 23.9 | 23.9 | 23.9 | 23.9 | 23.9 | 23.9 | 23.9 | 23.9 | 23.9 | 23.9 | 25.6 | 25.6 | 25.6 | 25.6 | 25.6 | 25.6 | 25.6
Office_Dining_Large_CLGSETP_SPEED | Thermostat Setpoint | C | Wkdy | 2014-01-01 | 2014-12-31 | Hourly | 25.6 | 25.6 | 25.6 | 25.6 | 25.6 | 25.6 | 23.9 | 23.9 | 23.9 | 23.9 | 23.9 | 23.9 | 23.9 | 23.9 | 23.9 | 23.9 | 23.9 | 23.9 | 23.9 | 23.9 | 23.9 | 23.9 | 25.6 | 25.6
Office_Dining_Large_HTGSETP_SPEED | Thermostat Setpoint | C | WntrDsn | 2014-01-01 | 2014-12-31 | Constant | Hr 1: 21.1
Office_Dining_Large_HTGSETP_SPEED | Thermostat Setpoint | C | SmrDsn | 2014-01-01 | 2014-12-31 | Constant | Hr 1: 21.1
Office_Dining_Large_HTGSETP_SPEED | Thermostat Setpoint | C | Sun | 2014-01-01 | 2014-12-31 | Hourly | 19.4 | 19.4 | 19.4 | 19.4 | 19.4 | 19.4 | 19.4 | 19.4 | 19.4 | 19.4 | 19.4 | 19.4 | 19.4 | 19.4 | 19.4 | 19.4 | 19.4 | 19.4 | 19.4 | 19.4 | 19.4 | 19.4 | 19.4 | 19.4
Office_Dining_Large_HTGSETP_SPEED | Thermostat Setpoint | C | Sat | 2014-01-01 | 2014-12-31 | Hourly | 19.4 | 19.4 | 19.4 | 19.4 | 19.4 | 19.4 | 21.1 | 21.1 | 21.1 | 21.1 | 21.1 | 21.1 | 21.1 | 21.1 | 21.1 | 21.1 | 21.1 | 19.4 | 19.4 | 19.4 | 19.4 | 19.4 | 19.4 | 19.4
Office_Dining_Large_HTGSETP_SPEED | Thermostat Setpoint | C | Wkdy | 2014-01-01 | 2014-12-31 | Hourly | 19.4 | 19.4 | 19.4 | 19.4 | 19.4 | 19.4 | 21.1 | 21.1 | 21.1 | 21.1 | 21.1 | 21.1 | 21.1 | 21.1 | 21.1 | 21.1 | 21.1 | 21.1 | 21.1 | 21.1 | 21.1 | 21.1 | 19.4 | 19.4
Office_Dining_Large_OCC_SPEED | Occupancy |  | WntrDsn | 2014-01-01 | 2014-12-31 | Constant | Hr 1: 0
Office_Dining_Large_OCC_SPEED | Occupancy |  | SmrDsn | 2014-01-01 | 2014-12-31 | Constant | bar: Hr 1
Office_Dining_Large_OCC_SPEED | Occupancy |  | Sun | 2014-01-01 | 2014-12-31 | Hourly | 0 | 0 | 0 | 0 | 0 | 0 | 0.05 | 0.05 | 0.05 | 0.05 | 0.05 | 0.05 | 0.05 | 0.05 | 0.05 | 0.05 | 0.05 | 0.05 | 0 | 0 | 0 | 0 | 0 | 0
Office_Dining_Large_OCC_SPEED | Occupancy |  | Sat | 2014-01-01 | 2014-12-31 | Hourly | 0 | 0 | 0 | 0 | 0 | 0 | 0.1 | 0.1 | 0.3 | 0.3 | 0.3 | 0.3 | 0.1 | 0.1 | 0.1 | 0.1 | 0.1 | 0.05 | 0.05 | 0 | 0 | 0 | 0 | 0
Office_Dining_Large_OCC_SPEED | Occupancy |  | Wkdy | 2014-01-01 | 2014-12-31 | Hourly | 0 | 0 | 0 | 0 | 0 | 0 | 0.1 | 0.2 | 0.95 | 0.95 | 0.95 | 0.95 | 0.5 | 0.95 | 0.95 | 0.95 | 0.95 | 0.3 | 0.1 | 0.1 | 0.1 | 0.1 | 0.05 | 0.05
Office_Dining_Large_LIGHT_2010_SPEED | Lighting |  | WntrDsn | 2014-01-01 | 2014-12-31 | Constant | Hr 1: 0
Office_Dining_Large_LIGHT_2010_SPEED | Lighting |  | SmrDsn | 2014-01-01 | 2014-12-31 | Constant | bar: Hr 1
Office_Dining_Large_LIGHT_2010_SPEED | Lighting |  | Sun | 2014-01-01 | 2014-12-31 | Hourly | 0.05 | 0.05 | 0.05 | 0.05 | 0.05 | 0.05 | 0.05 | 0.05 | 0.05 | 0.05 | 0.05 | 0.05 | 0.05 | 0.05 | 0.05 | 0.05 | 0.05 | 0.05 | 0.05 | 0.05 | 0.05 | 0.05 | 0.05 | 0.05
Office_Dining_Large_LIGHT_2010_SPEED | Lighting |  | Sat | 2014-01-01 | 2014-12-31 | Hourly | 0.05 | 0.05 | 0.05 | 0.05 | 0.05 | 0.05 | 0.09238 | 0.09238 | 0.27714 | 0.27714 | 0.27714 | 0.27714 | 0.13857 | 0.13857 | 0.13857 | 0.13857 | 0.13857 | 0.04619 | 0.04619 | 0.05 | 0.05 | 0.05 | 0.05 | 0.05
Office_Dining_Large_LIGHT_2010_SPEED | Lighting |  | Wkdy | 2014-01-01 | 2014-12-31 | Hourly | 0.05 | 0.05 | 0.05 | 0.05 | 0.05 | 0.1 | 0.09238 | 0.27714 | 0.83142 | 0.83142 | 0.83142 | 0.83142 | 0.83142 | 0.83142 | 0.83142 | 0.83142 | 0.83142 | 0.4619 | 0.27714 | 0.27714 | 0.18476 | 0.18476 | 0.09238 | 0.04619
Office_Dining_Large_EQUIP_2010_SPEED | Equipment |  | WntrDsn | 2014-01-01 | 2014-12-31 | Constant | Hr 1: 0
Office_Dining_Large_EQUIP_2010_SPEED | Equipment |  | SmrDsn | 2014-01-01 | 2014-12-31 | Constant | bar: Hr 1
Office_Dining_Large_EQUIP_2010_SPEED | Equipment |  | Sun | 2014-01-01 | 2014-12-31 | Hourly | 0.3 | 0.3 | 0.3 | 0.3 | 0.3 | 0.3 | 0.3 | 0.3 | 0.3 | 0.3 | 0.3 | 0.3 | 0.3 | 0.3 | 0.3 | 0.3 | 0.3 | 0.3 | 0.3 | 0.3 | 0.3 | 0.3 | 0.3 | 0.3
Office_Dining_Large_EQUIP_2010_SPEED | Equipment |  | Sat | 2014-01-01 | 2014-12-31 | Hourly | 0.3 | 0.3 | 0.3 | 0.3 | 0.3 | 0.3 | 0.4 | 0.4 | 0.5 | 0.5 | 0.5 | 0.5 | 0.35 | 0.35 | 0.35 | 0.35 | 0.35 | 0.3 | 0.3 | 0.3 | 0.3 | 0.3 | 0.3 | 0.3
Office_Dining_Large_EQUIP_2010_SPEED | Equipment |  | Wkdy | 2014-01-01 | 2014-12-31 | Hourly | 0.4 | 0.4 | 0.4 | 0.4 | 0.4 | 0.4 | 0.4 | 0.4 | 0.9 | 0.9 | 0.9 | 0.9 | 0.8 | 0.9 | 0.9 | 0.9 | 0.9 | 0.5 | 0.4 | 0.4 | 0.4 | 0.4 | 0.4 | 0.4
Office_Dining_Large_INFIL_SPEED | Infiltration |  | WntrDsn | 2014-01-01 | 2014-12-31 | Constant | bar: Hr 1
Office_Dining_Large_INFIL_SPEED | Infiltration |  | SmrDsn | 2014-01-01 | 2014-12-31 | Constant | bar: Hr 1
Office_Dining_Large_INFIL_SPEED | Infiltration |  | Sun | 2014-01-01 | 2014-12-31 | Hourly | bar: Hr 1 to Hr 24
Office_Dining_Large_INFIL_SPEED | Infiltration |  | Sat | 2014-01-01 | 2014-12-31 | Hourly | 1 | 1 | 1 | 1 | 1 | 1 | 0.25 | 0.25 | 0.25 | 0.25 | 0.25 | 0.25 | 0.25 | 0.25 | 0.25 | 0.25 | 0.25 | 1 | 1 | 1 | 1 | 1 | 1 | 1
Office_Dining_Large_INFIL_SPEED | Infiltration |  | Wkdy | 2014-01-01 | 2014-12-31 | Hourly | 1 | 1 | 1 | 1 | 1 | 1 | 0.25 | 0.25 | 0.25 | 0.25 | 0.25 | 0.25 | 0.25 | 0.25 | 0.25 | 0.25 | 0.25 | 0.25 | 0.25 | 0.25 | 0.25 | 0.25 | 1 | 1
Office_Dining_Large_ACTIVITY_SPEED | Activity | W | WntrDsn | 2014-01-01 | 2014-12-31 | Constant | Hr 1: 120
Office_Dining_Large_ACTIVITY_SPEED | Activity | W | SmrDsn | 2014-01-01 | 2014-12-31 | Constant | Hr 1: 120
Office_Dining_Large_ACTIVITY_SPEED | Activity | W | Sun | 2014-01-01 | 2014-12-31 | Constant | Hr 1: 120
Office_Dining_Large_ACTIVITY_SPEED | Activity | W | Sat | 2014-01-01 | 2014-12-31 | Constant | Hr 1: 120
Office_Dining_Large_ACTIVITY_SPEED | Activity | W | Wkdy | 2014-01-01 | 2014-12-31 | Constant | Hr 1: 120
Office_Dining_Large_OA_SPEED | OA Air |  | WntrDsn | 2014-01-01 | 2014-12-31 | Constant | bar: Hr 1
Office_Dining_Large_OA_SPEED | OA Air |  | SmrDsn | 2014-01-01 | 2014-12-31 | Constant | bar: Hr 1
Office_Dining_Large_OA_SPEED | OA Air |  | Sun | 2014-01-01 | 2014-12-31 | Hourly | 0 | 0 | 0 | 0 | 0 | 0 | 0 | 0 | 0 | 0 | 0 | 0 | 0 | 0 | 0 | 0 | 0 | 0 | 0 | 0 | 0 | 0 | 0 | 0
Office_Dining_Large_OA_SPEED | OA Air |  | Sat | 2014-01-01 | 2014-12-31 | Hourly | 0 | 0 | 0 | 0 | 0 | 0 | 1 | 1 | 1 | 1 | 1 | 1 | 1 | 1 | 1 | 1 | 1 | 0 | 0 | 0 | 0 | 0 | 0 | 0
Office_Dining_Large_OA_SPEED | OA Air |  | Wkdy | 2014-01-01 | 2014-12-31 | Hourly | 0 | 0 | 0 | 0 | 0 | 0 | 1 | 1 | 1 | 1 | 1 | 1 | 1 | 1 | 1 | 1 | 1 | 1 | 1 | 1 | 1 | 1 | 0 | 0
Office_Classroom_Large_CLGSETP_SPEED | Thermostat Setpoint | C | WntrDsn | 2014-01-01 | 2014-12-31 | Constant | Hr 1: 23.9
Office_Classroom_Large_CLGSETP_SPEED | Thermostat Setpoint | C | SmrDsn | 2014-01-01 | 2014-12-31 | Constant | Hr 1: 23.9
Office_Classroom_Large_CLGSETP_SPEED | Thermostat Setpoint | C | Sun | 2014-01-01 | 2014-12-31 | Hourly | 25.6 | 25.6 | 25.6 | 25.6 | 25.6 | 25.6 | 25.6 | 25.6 | 25.6 | 25.6 | 25.6 | 25.6 | 25.6 | 25.6 | 25.6 | 25.6 | 25.6 | 25.6 | 25.6 | 25.6 | 25.6 | 25.6 | 25.6 | 25.6
Office_Classroom_Large_CLGSETP_SPEED | Thermostat Setpoint | C | Sat | 2014-01-01 | 2014-12-31 | Hourly | 25.6 | 25.6 | 25.6 | 25.6 | 25.6 | 25.6 | 23.9 | 23.9 | 23.9 | 23.9 | 23.9 | 23.9 | 23.9 | 23.9 | 23.9 | 23.9 | 23.9 | 25.6 | 25.6 | 25.6 | 25.6 | 25.6 | 25.6 | 25.6
Office_Classroom_Large_CLGSETP_SPEED | Thermostat Setpoint | C | Wkdy | 2014-01-01 | 2014-12-31 | Hourly | 25.6 | 25.6 | 25.6 | 25.6 | 25.6 | 25.6 | 23.9 | 23.9 | 23.9 | 23.9 | 23.9 | 23.9 | 23.9 | 23.9 | 23.9 | 23.9 | 23.9 | 23.9 | 23.9 | 23.9 | 23.9 | 23.9 | 25.6 | 25.6
Office_Classroom_Large_HTGSETP_SPEED | Thermostat Setpoint | C | WntrDsn | 2014-01-01 | 2014-12-31 | Constant | Hr 1: 21.1
Office_Classroom_Large_HTGSETP_SPEED | Thermostat Setpoint | C | SmrDsn | 2014-01-01 | 2014-12-31 | Constant | Hr 1: 21.1
Office_Classroom_Large_HTGSETP_SPEED | Thermostat Setpoint | C | Sun | 2014-01-01 | 2014-12-31 | Hourly | 19.4 | 19.4 | 19.4 | 19.4 | 19.4 | 19.4 | 19.4 | 19.4 | 19.4 | 19.4 | 19.4 | 19.4 | 19.4 | 19.4 | 19.4 | 19.4 | 19.4 | 19.4 | 19.4 | 19.4 | 19.4 | 19.4 | 19.4 | 19.4
Office_Classroom_Large_HTGSETP_SPEED | Thermostat Setpoint | C | Sat | 2014-01-01 | 2014-12-31 | Hourly | 19.4 | 19.4 | 19.4 | 19.4 | 19.4 | 19.4 | 21.1 | 21.1 | 21.1 | 21.1 | 21.1 | 21.1 | 21.1 | 21.1 | 21.1 | 21.1 | 21.1 | 19.4 | 19.4 | 19.4 | 19.4 | 19.4 | 19.4 | 19.4
Office_Classroom_Large_HTGSETP_SPEED | Thermostat Setpoint | C | Wkdy | 2014-01-01 | 2014-12-31 | Hourly | 19.4 | 19.4 | 19.4 | 19.4 | 19.4 | 19.4 | 21.1 | 21.1 | 21.1 | 21.1 | 21.1 | 21.1 | 21.1 | 21.1 | 21.1 | 21.1 | 21.1 | 21.1 | 21.1 | 21.1 | 21.1 | 21.1 | 19.4 | 19.4
Office_Classroom_Large_OCC_SPEED | Occupancy |  | WntrDsn | 2014-01-01 | 2014-12-31 | Constant | Hr 1: 0
Office_Classroom_Large_OCC_SPEED | Occupancy |  | SmrDsn | 2014-01-01 | 2014-12-31 | Constant | bar: Hr 1
Office_Classroom_Large_OCC_SPEED | Occupancy |  | Sun | 2014-01-01 | 2014-12-31 | Hourly | 0 | 0 | 0 | 0 | 0 | 0 | 0.05 | 0.05 | 0.05 | 0.05 | 0.05 | 0.05 | 0.05 | 0.05 | 0.05 | 0.05 | 0.05 | 0.05 | 0 | 0 | 0 | 0 | 0 | 0
Office_Classroom_Large_OCC_SPEED | Occupancy |  | Sat | 2014-01-01 | 2014-12-31 | Hourly | 0 | 0 | 0 | 0 | 0 | 0 | 0.1 | 0.1 | 0.3 | 0.3 | 0.3 | 0.3 | 0.1 | 0.1 | 0.1 | 0.1 | 0.1 | 0.05 | 0.05 | 0 | 0 | 0 | 0 | 0
Office_Classroom_Large_OCC_SPEED | Occupancy |  | Wkdy | 2014-01-01 | 2014-12-31 | Hourly | 0 | 0 | 0 | 0 | 0 | 0 | 0.1 | 0.2 | 0.95 | 0.95 | 0.95 | 0.95 | 0.5 | 0.95 | 0.95 | 0.95 | 0.95 | 0.3 | 0.1 | 0.1 | 0.1 | 0.1 | 0.05 | 0.05
Office_Classroom_Large_LIGHT_2010_SPEED | Lighting |  | WntrDsn | 2014-01-01 | 2014-12-31 | Constant | Hr 1: 0
Office_Classroom_Large_LIGHT_2010_SPEED | Lighting |  | SmrDsn | 2014-01-01 | 2014-12-31 | Constant | bar: Hr 1
Office_Classroom_Large_LIGHT_2010_SPEED | Lighting |  | Sun | 2014-01-01 | 2014-12-31 | Hourly | 0.05 | 0.05 | 0.05 | 0.05 | 0.05 | 0.05 | 0.05 | 0.05 | 0.05 | 0.05 | 0.05 | 0.05 | 0.05 | 0.05 | 0.05 | 0.05 | 0.05 | 0.05 | 0.05 | 0.05 | 0.05 | 0.05 | 0.05 | 0.05
Office_Classroom_Large_LIGHT_2010_SPEED | Lighting |  | Sat | 2014-01-01 | 2014-12-31 | Hourly | 0.05 | 0.05 | 0.05 | 0.05 | 0.05 | 0.05 | 0.09238 | 0.09238 | 0.27714 | 0.27714 | 0.27714 | 0.27714 | 0.13857 | 0.13857 | 0.13857 | 0.13857 | 0.13857 | 0.04619 | 0.04619 | 0.05 | 0.05 | 0.05 | 0.05 | 0.05
Office_Classroom_Large_LIGHT_2010_SPEED | Lighting |  | Wkdy | 2014-01-01 | 2014-12-31 | Hourly | 0.05 | 0.05 | 0.05 | 0.05 | 0.05 | 0.1 | 0.09238 | 0.27714 | 0.83142 | 0.83142 | 0.83142 | 0.83142 | 0.83142 | 0.83142 | 0.83142 | 0.83142 | 0.83142 | 0.4619 | 0.27714 | 0.27714 | 0.18476 | 0.18476 | 0.09238 | 0.04619
Office_Classroom_Large_EQUIP_2010_SPEED | Equipment |  | WntrDsn | 2014-01-01 | 2014-12-31 | Constant | Hr 1: 0
Office_Classroom_Large_EQUIP_2010_SPEED | Equipment |  | SmrDsn | 2014-01-01 | 2014-12-31 | Constant | bar: Hr 1
Office_Classroom_Large_EQUIP_2010_SPEED | Equipment |  | Sun | 2014-01-01 | 2014-12-31 | Hourly | 0.3 | 0.3 | 0.3 | 0.3 | 0.3 | 0.3 | 0.3 | 0.3 | 0.3 | 0.3 | 0.3 | 0.3 | 0.3 | 0.3 | 0.3 | 0.3 | 0.3 | 0.3 | 0.3 | 0.3 | 0.3 | 0.3 | 0.3 | 0.3
Office_Classroom_Large_EQUIP_2010_SPEED | Equipment |  | Sat | 2014-01-01 | 2014-12-31 | Hourly | 0.3 | 0.3 | 0.3 | 0.3 | 0.3 | 0.3 | 0.4 | 0.4 | 0.5 | 0.5 | 0.5 | 0.5 | 0.35 | 0.35 | 0.35 | 0.35 | 0.35 | 0.3 | 0.3 | 0.3 | 0.3 | 0.3 | 0.3 | 0.3
Office_Classroom_Large_EQUIP_2010_SPEED | Equipment |  | Wkdy | 2014-01-01 | 2014-12-31 | Hourly | 0.4 | 0.4 | 0.4 | 0.4 | 0.4 | 0.4 | 0.4 | 0.4 | 0.9 | 0.9 | 0.9 | 0.9 | 0.8 | 0.9 | 0.9 | 0.9 | 0.9 | 0.5 | 0.4 | 0.4 | 0.4 | 0.4 | 0.4 | 0.4
Office_Classroom_Large_INFIL_SPEED | Infiltration |  | WntrDsn | 2014-01-01 | 2014-12-31 | Constant | bar: Hr 1
Office_Classroom_Large_INFIL_SPEED | Infiltration |  | SmrDsn | 2014-01-01 | 2014-12-31 | Constant | bar: Hr 1
Office_Classroom_Large_INFIL_SPEED | Infiltration |  | Sun | 2014-01-01 | 2014-12-31 | Hourly | bar: Hr 1 to Hr 24
Office_Classroom_Large_INFIL_SPEED | Infiltration |  | Sat | 2014-01-01 | 2014-12-31 | Hourly | 1 | 1 | 1 | 1 | 1 | 1 | 0.25 | 0.25 | 0.25 | 0.25 | 0.25 | 0.25 | 0.25 | 0.25 | 0.25 | 0.25 | 0.25 | 1 | 1 | 1 | 1 | 1 | 1 | 1
Office_Classroom_Large_INFIL_SPEED | Infiltration |  | Wkdy | 2014-01-01 | 2014-12-31 | Hourly | 1 | 1 | 1 | 1 | 1 | 1 | 0.25 | 0.25 | 0.25 | 0.25 | 0.25 | 0.25 | 0.25 | 0.25 | 0.25 | 0.25 | 0.25 | 0.25 | 0.25 | 0.25 | 0.25 | 0.25 | 1 | 1
Office_Classroom_Large_ACTIVITY_SPEED | Activity | W | WntrDsn | 2014-01-01 | 2014-12-31 | Constant | Hr 1: 120
Office_Classroom_Large_ACTIVITY_SPEED | Activity | W | SmrDsn | 2014-01-01 | 2014-12-31 | Constant | Hr 1: 120
Office_Classroom_Large_ACTIVITY_SPEED | Activity | W | Sun | 2014-01-01 | 2014-12-31 | Constant | Hr 1: 120
Office_Classroom_Large_ACTIVITY_SPEED | Activity | W | Sat | 2014-01-01 | 2014-12-31 | Constant | Hr 1: 120
Office_Classroom_Large_ACTIVITY_SPEED | Activity | W | Wkdy | 2014-01-01 | 2014-12-31 | Constant | Hr 1: 120
Office_Classroom_Large_OA_SPEED | OA Air |  | WntrDsn | 2014-01-01 | 2014-12-31 | Constant | bar: Hr 1
Office_Classroom_Large_OA_SPEED | OA Air |  | SmrDsn | 2014-01-01 | 2014-12-31 | Constant | bar: Hr 1
Office_Classroom_Large_OA_SPEED | OA Air |  | Sun | 2014-01-01 | 2014-12-31 | Hourly | 0 | 0 | 0 | 0 | 0 | 0 | 0 | 0 | 0 | 0 | 0 | 0 | 0 | 0 | 0 | 0 | 0 | 0 | 0 | 0 | 0 | 0 | 0 | 0
Office_Classroom_Large_OA_SPEED | OA Air |  | Sat | 2014-01-01 | 2014-12-31 | Hourly | 0 | 0 | 0 | 0 | 0 | 0 | 1 | 1 | 1 | 1 | 1 | 1 | 1 | 1 | 1 | 1 | 1 | 0 | 0 | 0 | 0 | 0 | 0 | 0
Office_Classroom_Large_OA_SPEED | OA Air |  | Wkdy | 2014-01-01 | 2014-12-31 | Hourly | 0 | 0 | 0 | 0 | 0 | 0 | 1 | 1 | 1 | 1 | 1 | 1 | 1 | 1 | 1 | 1 | 1 | 1 | 1 | 1 | 1 | 1 | 0 | 0
Office_PrivateOffice_Medium_CLGSETP_SPEED | Thermostat Setpoint | C | WntrDsn | 2014-01-01 | 2014-12-31 | Constant | Hr 1: 23.9
Office_PrivateOffice_Medium_CLGSETP_SPEED | Thermostat Setpoint | C | SmrDsn | 2014-01-01 | 2014-12-31 | Constant | Hr 1: 23.9
Office_PrivateOffice_Medium_CLGSETP_SPEED | Thermostat Setpoint | C | Sun | 2014-01-01 | 2014-12-31 | Hourly | 25.6 | 25.6 | 25.6 | 25.6 | 25.6 | 25.6 | 25.6 | 25.6 | 25.6 | 25.6 | 25.6 | 25.6 | 25.6 | 25.6 | 25.6 | 25.6 | 25.6 | 25.6 | 25.6 | 25.6 | 25.6 | 25.6 | 25.6 | 25.6
Office_PrivateOffice_Medium_CLGSETP_SPEED | Thermostat Setpoint | C | Sat | 2014-01-01 | 2014-12-31 | Hourly | 25.6 | 25.6 | 25.6 | 25.6 | 25.6 | 25.6 | 23.9 | 23.9 | 23.9 | 23.9 | 23.9 | 23.9 | 23.9 | 23.9 | 23.9 | 23.9 | 23.9 | 25.6 | 25.6 | 25.6 | 25.6 | 25.6 | 25.6 | 25.6
Office_PrivateOffice_Medium_CLGSETP_SPEED | Thermostat Setpoint | C | Wkdy | 2014-01-01 | 2014-12-31 | Hourly | 25.6 | 25.6 | 25.6 | 25.6 | 25.6 | 25.6 | 23.9 | 23.9 | 23.9 | 23.9 | 23.9 | 23.9 | 23.9 | 23.9 | 23.9 | 23.9 | 23.9 | 23.9 | 23.9 | 23.9 | 23.9 | 23.9 | 25.6 | 25.6
Office_PrivateOffice_Medium_HTGSETP_SPEED | Thermostat Setpoint | C | WntrDsn | 2014-01-01 | 2014-12-31 | Constant | Hr 1: 21.1
Office_PrivateOffice_Medium_HTGSETP_SPEED | Thermostat Setpoint | C | SmrDsn | 2014-01-01 | 2014-12-31 | Constant | Hr 1: 21.1
Office_PrivateOffice_Medium_HTGSETP_SPEED | Thermostat Setpoint | C | Sun | 2014-01-01 | 2014-12-31 | Hourly | 19.4 | 19.4 | 19.4 | 19.4 | 19.4 | 19.4 | 19.4 | 19.4 | 19.4 | 19.4 | 19.4 | 19.4 | 19.4 | 19.4 | 19.4 | 19.4 | 19.4 | 19.4 | 19.4 | 19.4 | 19.4 | 19.4 | 19.4 | 19.4
Office_PrivateOffice_Medium_HTGSETP_SPEED | Thermostat Setpoint | C | Sat | 2014-01-01 | 2014-12-31 | Hourly | 19.4 | 19.4 | 19.4 | 19.4 | 19.4 | 19.4 | 21.1 | 21.1 | 21.1 | 21.1 | 21.1 | 21.1 | 21.1 | 21.1 | 21.1 | 21.1 | 21.1 | 19.4 | 19.4 | 19.4 | 19.4 | 19.4 | 19.4 | 19.4
Office_PrivateOffice_Medium_HTGSETP_SPEED | Thermostat Setpoint | C | Wkdy | 2014-01-01 | 2014-12-31 | Hourly | 19.4 | 19.4 | 19.4 | 19.4 | 19.4 | 19.4 | 21.1 | 21.1 | 21.1 | 21.1 | 21.1 | 21.1 | 21.1 | 21.1 | 21.1 | 21.1 | 21.1 | 21.1 | 21.1 | 21.1 | 21.1 | 21.1 | 19.4 | 19.4
Office_PrivateOffice_Medium_OCC_SPEED | Occupancy |  | WntrDsn | 2014-01-01 | 2014-12-31 | Constant | Hr 1: 0
Office_PrivateOffice_Medium_OCC_SPEED | Occupancy |  | SmrDsn | 2014-01-01 | 2014-12-31 | Constant | bar: Hr 1
Office_PrivateOffice_Medium_OCC_SPEED | Occupancy |  | Sun | 2014-01-01 | 2014-12-31 | Hourly | 0 | 0 | 0 | 0 | 0 | 0 | 0.05 | 0.05 | 0.05 | 0.05 | 0.05 | 0.05 | 0.05 | 0.05 | 0.05 | 0.05 | 0.05 | 0.05 | 0 | 0 | 0 | 0 | 0 | 0
Office_PrivateOffice_Medium_OCC_SPEED | Occupancy |  | Sat | 2014-01-01 | 2014-12-31 | Hourly | 0 | 0 | 0 | 0 | 0 | 0 | 0.1 | 0.1 | 0.3 | 0.3 | 0.3 | 0.3 | 0.1 | 0.1 | 0.1 | 0.1 | 0.1 | 0.05 | 0.05 | 0 | 0 | 0 | 0 | 0
Office_PrivateOffice_Medium_OCC_SPEED | Occupancy |  | Wkdy | 2014-01-01 | 2014-12-31 | Hourly | 0 | 0 | 0 | 0 | 0 | 0 | 0.1 | 0.2 | 0.95 | 0.95 | 0.95 | 0.95 | 0.5 | 0.95 | 0.95 | 0.95 | 0.95 | 0.3 | 0.1 | 0.1 | 0.1 | 0.1 | 0.05 | 0.05
Office_PrivateOffice_Medium_LIGHT_2010_SPEED | Lighting |  | WntrDsn | 2014-01-01 | 2014-12-31 | Constant | Hr 1: 0
Office_PrivateOffice_Medium_LIGHT_2010_SPEED | Lighting |  | SmrDsn | 2014-01-01 | 2014-12-31 | Constant | bar: Hr 1
Office_PrivateOffice_Medium_LIGHT_2010_SPEED | Lighting |  | Sun | 2014-01-01 | 2014-12-31 | Hourly | 0.05 | 0.05 | 0.05 | 0.05 | 0.05 | 0.05 | 0.0452 | 0.0452 | 0.0452 | 0.0452 | 0.0452 | 0.0452 | 0.0452 | 0.0452 | 0.0452 | 0.0452 | 0.0452 | 0.0452 | 0.05 | 0.05 | 0.05 | 0.05 | 0.05 | 0.05
Office_PrivateOffice_Medium_LIGHT_2010_SPEED | Lighting |  | Sat | 2014-01-01 | 2014-12-31 | Hourly | 0.05 | 0.05 | 0.05 | 0.05 | 0.05 | 0.05 | 0.0904 | 0.0904 | 0.2712 | 0.2712 | 0.2712 | 0.2712 | 0.1356 | 0.1356 | 0.1356 | 0.1356 | 0.1356 | 0.0452 | 0.0452 | 0.05 | 0.05 | 0.05 | 0.05 | 0.05
Office_PrivateOffice_Medium_LIGHT_2010_SPEED | Lighting |  | Wkdy | 2014-01-01 | 2014-12-31 | Hourly | 0.05 | 0.05 | 0.05 | 0.05 | 0.05 | 0.1 | 0.0904 | 0.2712 | 0.8136 | 0.8136 | 0.8136 | 0.8136 | 0.8136 | 0.8136 | 0.8136 | 0.8136 | 0.8136 | 0.452 | 0.2712 | 0.2712 | 0.1808 | 0.1808 | 0.0904 | 0.0452
Office_PrivateOffice_Medium_EQUIP_2010_SPEED | Equipment |  | WntrDsn | 2014-01-01 | 2014-12-31 | Constant | Hr 1: 0
Office_PrivateOffice_Medium_EQUIP_2010_SPEED | Equipment |  | SmrDsn | 2014-01-01 | 2014-12-31 | Constant | bar: Hr 1
Office_PrivateOffice_Medium_EQUIP_2010_SPEED | Equipment |  | Sun | 2014-01-01 | 2014-12-31 | Hourly | 0.23814 | 0.23814 | 0.23814 | 0.23814 | 0.23814 | 0.23814 | 0.28811 | 0.28811 | 0.28811 | 0.28811 | 0.28811 | 0.28811 | 0.28811 | 0.28811 | 0.28811 | 0.28811 | 0.28811 | 0.28811 | 0.23814 | 0.23814 | 0.23814 | 0.23814 | 0.23814 | 0.23814
Office_PrivateOffice_Medium_EQUIP_2010_SPEED | Equipment |  | Sat | 2014-01-01 | 2014-12-31 | Hourly | 0.23814 | 0.23814 | 0.23814 | 0.23814 | 0.23814 | 0.23814 | 0.38414 | 0.38414 | 0.48018 | 0.48018 | 0.48018 | 0.48018 | 0.33613 | 0.33613 | 0.33613 | 0.33613 | 0.33613 | 0.28811 | 0.28811 | 0.23814 | 0.23814 | 0.23814 | 0.23814 | 0.23814
Office_PrivateOffice_Medium_EQUIP_2010_SPEED | Equipment |  | Wkdy | 2014-01-01 | 2014-12-31 | Hourly | 0.31751 | 0.31751 | 0.31751 | 0.31751 | 0.31751 | 0.31751 | 0.38414 | 0.38414 | 0.86432 | 0.86432 | 0.86432 | 0.86432 | 0.76829 | 0.86432 | 0.86432 | 0.86432 | 0.86432 | 0.48018 | 0.38414 | 0.38414 | 0.38414 | 0.38414 | 0.38414 | 0.38414
Office_PrivateOffice_Medium_INFIL_SPEED | Infiltration |  | WntrDsn | 2014-01-01 | 2014-12-31 | Constant | bar: Hr 1
Office_PrivateOffice_Medium_INFIL_SPEED | Infiltration |  | SmrDsn | 2014-01-01 | 2014-12-31 | Constant | bar: Hr 1
Office_PrivateOffice_Medium_INFIL_SPEED | Infiltration |  | Sun | 2014-01-01 | 2014-12-31 | Hourly | bar: Hr 1 to Hr 24
Office_PrivateOffice_Medium_INFIL_SPEED | Infiltration |  | Sat | 2014-01-01 | 2014-12-31 | Hourly | 1 | 1 | 1 | 1 | 1 | 1 | 1 | 1 | 0.25 | 0.25 | 0.25 | 0.25 | 0.25 | 0.25 | 0.25 | 0.25 | 0.25 | 1 | 1 | 1 | 1 | 1 | 1 | 1
Office_PrivateOffice_Medium_INFIL_SPEED | Infiltration |  | Wkdy | 2014-01-01 | 2014-12-31 | Hourly | 1 | 1 | 1 | 1 | 1 | 1 | 0.25 | 0.25 | 0.25 | 0.25 | 0.25 | 0.25 | 0.25 | 0.25 | 0.25 | 0.25 | 0.25 | 0.25 | 0.25 | 0.25 | 0.25 | 0.25 | 1 | 1
Office_PrivateOffice_Medium_ACTIVITY_SPEED | Activity | W | WntrDsn | 2014-01-01 | 2014-12-31 | Constant | Hr 1: 120
Office_PrivateOffice_Medium_ACTIVITY_SPEED | Activity | W | SmrDsn | 2014-01-01 | 2014-12-31 | Constant | Hr 1: 120
Office_PrivateOffice_Medium_ACTIVITY_SPEED | Activity | W | Sun | 2014-01-01 | 2014-12-31 | Constant | Hr 1: 120
Office_PrivateOffice_Medium_ACTIVITY_SPEED | Activity | W | Sat | 2014-01-01 | 2014-12-31 | Constant | Hr 1: 120
Office_PrivateOffice_Medium_ACTIVITY_SPEED | Activity | W | Wkdy | 2014-01-01 | 2014-12-31 | Constant | Hr 1: 120
Office_PrivateOffice_Medium_OA_SPEED | OA Air |  | WntrDsn | 2014-01-01 | 2014-12-31 | Constant | bar: Hr 1
Office_PrivateOffice_Medium_OA_SPEED | OA Air |  | SmrDsn | 2014-01-01 | 2014-12-31 | Constant | bar: Hr 1
Office_PrivateOffice_Medium_OA_SPEED | OA Air |  | Sun | 2014-01-01 | 2014-12-31 | Hourly | 0 | 0 | 0 | 0 | 0 | 0 | 0 | 0 | 0 | 0 | 0 | 0 | 0 | 0 | 0 | 0 | 0 | 0 | 0 | 0 | 0 | 0 | 0 | 0
Office_PrivateOffice_Medium_OA_SPEED | OA Air |  | Sat | 2014-01-01 | 2014-12-31 | Hourly | 0 | 0 | 0 | 0 | 0 | 0 | 1 | 1 | 1 | 1 | 1 | 1 | 1 | 1 | 1 | 1 | 1 | 0 | 0 | 0 | 0 | 0 | 0 | 0
Office_PrivateOffice_Medium_OA_SPEED | OA Air |  | Wkdy | 2014-01-01 | 2014-12-31 | Hourly | 0 | 0 | 0 | 0 | 0 | 0 | 1 | 1 | 1 | 1 | 1 | 1 | 1 | 1 | 1 | 1 | 1 | 1 | 1 | 1 | 1 | 1 | 0 | 0
Office_OpenOffice_Medium_CLGSETP_SPEED | Thermostat Setpoint | C | WntrDsn | 2014-01-01 | 2014-12-31 | Constant | Hr 1: 23.9
Office_OpenOffice_Medium_CLGSETP_SPEED | Thermostat Setpoint | C | SmrDsn | 2014-01-01 | 2014-12-31 | Constant | Hr 1: 23.9
Office_OpenOffice_Medium_CLGSETP_SPEED | Thermostat Setpoint | C | Sun | 2014-01-01 | 2014-12-31 | Hourly | 25.6 | 25.6 | 25.6 | 25.6 | 25.6 | 25.6 | 25.6 | 25.6 | 25.6 | 25.6 | 25.6 | 25.6 | 25.6 | 25.6 | 25.6 | 25.6 | 25.6 | 25.6 | 25.6 | 25.6 | 25.6 | 25.6 | 25.6 | 25.6
Office_OpenOffice_Medium_CLGSETP_SPEED | Thermostat Setpoint | C | Sat | 2014-01-01 | 2014-12-31 | Hourly | 25.6 | 25.6 | 25.6 | 25.6 | 25.6 | 25.6 | 23.9 | 23.9 | 23.9 | 23.9 | 23.9 | 23.9 | 23.9 | 23.9 | 23.9 | 23.9 | 23.9 | 25.6 | 25.6 | 25.6 | 25.6 | 25.6 | 25.6 | 25.6
Office_OpenOffice_Medium_CLGSETP_SPEED | Thermostat Setpoint | C | Wkdy | 2014-01-01 | 2014-12-31 | Hourly | 25.6 | 25.6 | 25.6 | 25.6 | 25.6 | 25.6 | 23.9 | 23.9 | 23.9 | 23.9 | 23.9 | 23.9 | 23.9 | 23.9 | 23.9 | 23.9 | 23.9 | 23.9 | 23.9 | 23.9 | 23.9 | 23.9 | 25.6 | 25.6
Office_OpenOffice_Medium_HTGSETP_SPEED | Thermostat Setpoint | C | WntrDsn | 2014-01-01 | 2014-12-31 | Constant | Hr 1: 21.1
Office_OpenOffice_Medium_HTGSETP_SPEED | Thermostat Setpoint | C | SmrDsn | 2014-01-01 | 2014-12-31 | Constant | Hr 1: 21.1
Office_OpenOffice_Medium_HTGSETP_SPEED | Thermostat Setpoint | C | Sun | 2014-01-01 | 2014-12-31 | Hourly | 19.4 | 19.4 | 19.4 | 19.4 | 19.4 | 19.4 | 19.4 | 19.4 | 19.4 | 19.4 | 19.4 | 19.4 | 19.4 | 19.4 | 19.4 | 19.4 | 19.4 | 19.4 | 19.4 | 19.4 | 19.4 | 19.4 | 19.4 | 19.4
Office_OpenOffice_Medium_HTGSETP_SPEED | Thermostat Setpoint | C | Sat | 2014-01-01 | 2014-12-31 | Hourly | 19.4 | 19.4 | 19.4 | 19.4 | 19.4 | 19.4 | 21.1 | 21.1 | 21.1 | 21.1 | 21.1 | 21.1 | 21.1 | 21.1 | 21.1 | 21.1 | 21.1 | 19.4 | 19.4 | 19.4 | 19.4 | 19.4 | 19.4 | 19.4
Office_OpenOffice_Medium_HTGSETP_SPEED | Thermostat Setpoint | C | Wkdy | 2014-01-01 | 2014-12-31 | Hourly | 19.4 | 19.4 | 19.4 | 19.4 | 19.4 | 19.4 | 21.1 | 21.1 | 21.1 | 21.1 | 21.1 | 21.1 | 21.1 | 21.1 | 21.1 | 21.1 | 21.1 | 21.1 | 21.1 | 21.1 | 21.1 | 21.1 | 19.4 | 19.4
Office_OpenOffice_Medium_OCC_SPEED | Occupancy |  | WntrDsn | 2014-01-01 | 2014-12-31 | Constant | Hr 1: 0
Office_OpenOffice_Medium_OCC_SPEED | Occupancy |  | SmrDsn | 2014-01-01 | 2014-12-31 | Constant | bar: Hr 1
Office_OpenOffice_Medium_OCC_SPEED | Occupancy |  | Sun | 2014-01-01 | 2014-12-31 | Hourly | 0 | 0 | 0 | 0 | 0 | 0 | 0.05 | 0.05 | 0.05 | 0.05 | 0.05 | 0.05 | 0.05 | 0.05 | 0.05 | 0.05 | 0.05 | 0.05 | 0 | 0 | 0 | 0 | 0 | 0
Office_OpenOffice_Medium_OCC_SPEED | Occupancy |  | Sat | 2014-01-01 | 2014-12-31 | Hourly | 0 | 0 | 0 | 0 | 0 | 0 | 0.1 | 0.1 | 0.3 | 0.3 | 0.3 | 0.3 | 0.1 | 0.1 | 0.1 | 0.1 | 0.1 | 0.05 | 0.05 | 0 | 0 | 0 | 0 | 0
Office_OpenOffice_Medium_OCC_SPEED | Occupancy |  | Wkdy | 2014-01-01 | 2014-12-31 | Hourly | 0 | 0 | 0 | 0 | 0 | 0 | 0.1 | 0.2 | 0.95 | 0.95 | 0.95 | 0.95 | 0.5 | 0.95 | 0.95 | 0.95 | 0.95 | 0.3 | 0.1 | 0.1 | 0.1 | 0.1 | 0.05 | 0.05
Office_OpenOffice_Medium_LIGHT_2010_SPEED | Lighting |  | WntrDsn | 2014-01-01 | 2014-12-31 | Constant | Hr 1: 0
Office_OpenOffice_Medium_LIGHT_2010_SPEED | Lighting |  | SmrDsn | 2014-01-01 | 2014-12-31 | Constant | bar: Hr 1
Office_OpenOffice_Medium_LIGHT_2010_SPEED | Lighting |  | Sun | 2014-01-01 | 2014-12-31 | Hourly | 0.05 | 0.05 | 0.05 | 0.05 | 0.05 | 0.05 | 0.0452 | 0.0452 | 0.0452 | 0.0452 | 0.0452 | 0.0452 | 0.0452 | 0.0452 | 0.0452 | 0.0452 | 0.0452 | 0.0452 | 0.05 | 0.05 | 0.05 | 0.05 | 0.05 | 0.05
Office_OpenOffice_Medium_LIGHT_2010_SPEED | Lighting |  | Sat | 2014-01-01 | 2014-12-31 | Hourly | 0.05 | 0.05 | 0.05 | 0.05 | 0.05 | 0.05 | 0.0904 | 0.0904 | 0.2712 | 0.2712 | 0.2712 | 0.2712 | 0.1356 | 0.1356 | 0.1356 | 0.1356 | 0.1356 | 0.0452 | 0.0452 | 0.05 | 0.05 | 0.05 | 0.05 | 0.05
Office_OpenOffice_Medium_LIGHT_2010_SPEED | Lighting |  | Wkdy | 2014-01-01 | 2014-12-31 | Hourly | 0.05 | 0.05 | 0.05 | 0.05 | 0.05 | 0.1 | 0.0904 | 0.2712 | 0.8136 | 0.8136 | 0.8136 | 0.8136 | 0.8136 | 0.8136 | 0.8136 | 0.8136 | 0.8136 | 0.452 | 0.2712 | 0.2712 | 0.1808 | 0.1808 | 0.0904 | 0.0452
Office_OpenOffice_Medium_EQUIP_2010_SPEED | Equipment |  | WntrDsn | 2014-01-01 | 2014-12-31 | Constant | Hr 1: 0
Office_OpenOffice_Medium_EQUIP_2010_SPEED | Equipment |  | SmrDsn | 2014-01-01 | 2014-12-31 | Constant | bar: Hr 1
Office_OpenOffice_Medium_EQUIP_2010_SPEED | Equipment |  | Sun | 2014-01-01 | 2014-12-31 | Hourly | 0.23814 | 0.23814 | 0.23814 | 0.23814 | 0.23814 | 0.23814 | 0.28811 | 0.28811 | 0.28811 | 0.28811 | 0.28811 | 0.28811 | 0.28811 | 0.28811 | 0.28811 | 0.28811 | 0.28811 | 0.28811 | 0.23814 | 0.23814 | 0.23814 | 0.23814 | 0.23814 | 0.23814
Office_OpenOffice_Medium_EQUIP_2010_SPEED | Equipment |  | Sat | 2014-01-01 | 2014-12-31 | Hourly | 0.23814 | 0.23814 | 0.23814 | 0.23814 | 0.23814 | 0.23814 | 0.38414 | 0.38414 | 0.48018 | 0.48018 | 0.48018 | 0.48018 | 0.33613 | 0.33613 | 0.33613 | 0.33613 | 0.33613 | 0.28811 | 0.28811 | 0.23814 | 0.23814 | 0.23814 | 0.23814 | 0.23814
Office_OpenOffice_Medium_EQUIP_2010_SPEED | Equipment |  | Wkdy | 2014-01-01 | 2014-12-31 | Hourly | 0.31751 | 0.31751 | 0.31751 | 0.31751 | 0.31751 | 0.31751 | 0.38414 | 0.38414 | 0.86432 | 0.86432 | 0.86432 | 0.86432 | 0.76829 | 0.86432 | 0.86432 | 0.86432 | 0.86432 | 0.48018 | 0.38414 | 0.38414 | 0.38414 | 0.38414 | 0.38414 | 0.38414
Office_OpenOffice_Medium_INFIL_SPEED | Infiltration |  | WntrDsn | 2014-01-01 | 2014-12-31 | Constant | bar: Hr 1
Office_OpenOffice_Medium_INFIL_SPEED | Infiltration |  | SmrDsn | 2014-01-01 | 2014-12-31 | Constant | bar: Hr 1
Office_OpenOffice_Medium_INFIL_SPEED | Infiltration |  | Sun | 2014-01-01 | 2014-12-31 | Hourly | bar: Hr 1 to Hr 24
Office_OpenOffice_Medium_INFIL_SPEED | Infiltration |  | Sat | 2014-01-01 | 2014-12-31 | Hourly | 1 | 1 | 1 | 1 | 1 | 1 | 1 | 1 | 0.25 | 0.25 | 0.25 | 0.25 | 0.25 | 0.25 | 0.25 | 0.25 | 0.25 | 1 | 1 | 1 | 1 | 1 | 1 | 1
Office_OpenOffice_Medium_INFIL_SPEED | Infiltration |  | Wkdy | 2014-01-01 | 2014-12-31 | Hourly | 1 | 1 | 1 | 1 | 1 | 1 | 0.25 | 0.25 | 0.25 | 0.25 | 0.25 | 0.25 | 0.25 | 0.25 | 0.25 | 0.25 | 0.25 | 0.25 | 0.25 | 0.25 | 0.25 | 0.25 | 1 | 1
Office_OpenOffice_Medium_ACTIVITY_SPEED | Activity | W | WntrDsn | 2014-01-01 | 2014-12-31 | Constant | Hr 1: 120
Office_OpenOffice_Medium_ACTIVITY_SPEED | Activity | W | SmrDsn | 2014-01-01 | 2014-12-31 | Constant | Hr 1: 120
Office_OpenOffice_Medium_ACTIVITY_SPEED | Activity | W | Sun | 2014-01-01 | 2014-12-31 | Constant | Hr 1: 120
Office_OpenOffice_Medium_ACTIVITY_SPEED | Activity | W | Sat | 2014-01-01 | 2014-12-31 | Constant | Hr 1: 120
Office_OpenOffice_Medium_ACTIVITY_SPEED | Activity | W | Wkdy | 2014-01-01 | 2014-12-31 | Constant | Hr 1: 120
Office_OpenOffice_Medium_OA_SPEED | OA Air |  | WntrDsn | 2014-01-01 | 2014-12-31 | Constant | bar: Hr 1
Office_OpenOffice_Medium_OA_SPEED | OA Air |  | SmrDsn | 2014-01-01 | 2014-12-31 | Constant | bar: Hr 1
Office_OpenOffice_Medium_OA_SPEED | OA Air |  | Sun | 2014-01-01 | 2014-12-31 | Hourly | 0 | 0 | 0 | 0 | 0 | 0 | 0 | 0 | 0 | 0 | 0 | 0 | 0 | 0 | 0 | 0 | 0 | 0 | 0 | 0 | 0 | 0 | 0 | 0
Office_OpenOffice_Medium_OA_SPEED | OA Air |  | Sat | 2014-01-01 | 2014-12-31 | Hourly | 0 | 0 | 0 | 0 | 0 | 0 | 1 | 1 | 1 | 1 | 1 | 1 | 1 | 1 | 1 | 1 | 1 | 0 | 0 | 0 | 0 | 0 | 0 | 0
Office_OpenOffice_Medium_OA_SPEED | OA Air |  | Wkdy | 2014-01-01 | 2014-12-31 | Hourly | 0 | 0 | 0 | 0 | 0 | 0 | 1 | 1 | 1 | 1 | 1 | 1 | 1 | 1 | 1 | 1 | 1 | 1 | 1 | 1 | 1 | 1 | 0 | 0
Office_Conference_Medium_CLGSETP_SPEED | Thermostat Setpoint | C | WntrDsn | 2014-01-01 | 2014-12-31 | Constant | Hr 1: 23.9
Office_Conference_Medium_CLGSETP_SPEED | Thermostat Setpoint | C | SmrDsn | 2014-01-01 | 2014-12-31 | Constant | Hr 1: 23.9
Office_Conference_Medium_CLGSETP_SPEED | Thermostat Setpoint | C | Sun | 2014-01-01 | 2014-12-31 | Hourly | 25.6 | 25.6 | 25.6 | 25.6 | 25.6 | 25.6 | 25.6 | 25.6 | 25.6 | 25.6 | 25.6 | 25.6 | 25.6 | 25.6 | 25.6 | 25.6 | 25.6 | 25.6 | 25.6 | 25.6 | 25.6 | 25.6 | 25.6 | 25.6
Office_Conference_Medium_CLGSETP_SPEED | Thermostat Setpoint | C | Sat | 2014-01-01 | 2014-12-31 | Hourly | 25.6 | 25.6 | 25.6 | 25.6 | 25.6 | 25.6 | 23.9 | 23.9 | 23.9 | 23.9 | 23.9 | 23.9 | 23.9 | 23.9 | 23.9 | 23.9 | 23.9 | 25.6 | 25.6 | 25.6 | 25.6 | 25.6 | 25.6 | 25.6
Office_Conference_Medium_CLGSETP_SPEED | Thermostat Setpoint | C | Wkdy | 2014-01-01 | 2014-12-31 | Hourly | 25.6 | 25.6 | 25.6 | 25.6 | 25.6 | 25.6 | 23.9 | 23.9 | 23.9 | 23.9 | 23.9 | 23.9 | 23.9 | 23.9 | 23.9 | 23.9 | 23.9 | 23.9 | 23.9 | 23.9 | 23.9 | 23.9 | 25.6 | 25.6
Office_Conference_Medium_HTGSETP_SPEED | Thermostat Setpoint | C | WntrDsn | 2014-01-01 | 2014-12-31 | Constant | Hr 1: 21.1
Office_Conference_Medium_HTGSETP_SPEED | Thermostat Setpoint | C | SmrDsn | 2014-01-01 | 2014-12-31 | Constant | Hr 1: 21.1
Office_Conference_Medium_HTGSETP_SPEED | Thermostat Setpoint | C | Sun | 2014-01-01 | 2014-12-31 | Hourly | 19.4 | 19.4 | 19.4 | 19.4 | 19.4 | 19.4 | 19.4 | 19.4 | 19.4 | 19.4 | 19.4 | 19.4 | 19.4 | 19.4 | 19.4 | 19.4 | 19.4 | 19.4 | 19.4 | 19.4 | 19.4 | 19.4 | 19.4 | 19.4
Office_Conference_Medium_HTGSETP_SPEED | Thermostat Setpoint | C | Sat | 2014-01-01 | 2014-12-31 | Hourly | 19.4 | 19.4 | 19.4 | 19.4 | 19.4 | 19.4 | 21.1 | 21.1 | 21.1 | 21.1 | 21.1 | 21.1 | 21.1 | 21.1 | 21.1 | 21.1 | 21.1 | 19.4 | 19.4 | 19.4 | 19.4 | 19.4 | 19.4 | 19.4
Office_Conference_Medium_HTGSETP_SPEED | Thermostat Setpoint | C | Wkdy | 2014-01-01 | 2014-12-31 | Hourly | 19.4 | 19.4 | 19.4 | 19.4 | 19.4 | 19.4 | 21.1 | 21.1 | 21.1 | 21.1 | 21.1 | 21.1 | 21.1 | 21.1 | 21.1 | 21.1 | 21.1 | 21.1 | 21.1 | 21.1 | 21.1 | 21.1 | 19.4 | 19.4
Office_Conference_Medium_OCC_SPEED | Occupancy |  | WntrDsn | 2014-01-01 | 2014-12-31 | Constant | Hr 1: 0
Office_Conference_Medium_OCC_SPEED | Occupancy |  | SmrDsn | 2014-01-01 | 2014-12-31 | Constant | bar: Hr 1
Office_Conference_Medium_OCC_SPEED | Occupancy |  | Sun | 2014-01-01 | 2014-12-31 | Hourly | 0 | 0 | 0 | 0 | 0 | 0 | 0.05 | 0.05 | 0.05 | 0.05 | 0.05 | 0.05 | 0.05 | 0.05 | 0.05 | 0.05 | 0.05 | 0.05 | 0 | 0 | 0 | 0 | 0 | 0
Office_Conference_Medium_OCC_SPEED | Occupancy |  | Sat | 2014-01-01 | 2014-12-31 | Hourly | 0 | 0 | 0 | 0 | 0 | 0 | 0.1 | 0.1 | 0.3 | 0.3 | 0.3 | 0.3 | 0.1 | 0.1 | 0.1 | 0.1 | 0.1 | 0.05 | 0.05 | 0 | 0 | 0 | 0 | 0
Office_Conference_Medium_OCC_SPEED | Occupancy |  | Wkdy | 2014-01-01 | 2014-12-31 | Hourly | 0 | 0 | 0 | 0 | 0 | 0 | 0.1 | 0.2 | 0.95 | 0.95 | 0.95 | 0.95 | 0.5 | 0.95 | 0.95 | 0.95 | 0.95 | 0.3 | 0.1 | 0.1 | 0.1 | 0.1 | 0.05 | 0.05
Office_Conference_Medium_LIGHT_2010_SPEED | Lighting |  | WntrDsn | 2014-01-01 | 2014-12-31 | Constant | Hr 1: 0
Office_Conference_Medium_LIGHT_2010_SPEED | Lighting |  | SmrDsn | 2014-01-01 | 2014-12-31 | Constant | bar: Hr 1
Office_Conference_Medium_LIGHT_2010_SPEED | Lighting |  | Sun | 2014-01-01 | 2014-12-31 | Hourly | 0.05 | 0.05 | 0.05 | 0.05 | 0.05 | 0.05 | 0.0452 | 0.0452 | 0.0452 | 0.0452 | 0.0452 | 0.0452 | 0.0452 | 0.0452 | 0.0452 | 0.0452 | 0.0452 | 0.0452 | 0.05 | 0.05 | 0.05 | 0.05 | 0.05 | 0.05
Office_Conference_Medium_LIGHT_2010_SPEED | Lighting |  | Sat | 2014-01-01 | 2014-12-31 | Hourly | 0.05 | 0.05 | 0.05 | 0.05 | 0.05 | 0.05 | 0.0904 | 0.0904 | 0.2712 | 0.2712 | 0.2712 | 0.2712 | 0.1356 | 0.1356 | 0.1356 | 0.1356 | 0.1356 | 0.0452 | 0.0452 | 0.05 | 0.05 | 0.05 | 0.05 | 0.05
Office_Conference_Medium_LIGHT_2010_SPEED | Lighting |  | Wkdy | 2014-01-01 | 2014-12-31 | Hourly | 0.05 | 0.05 | 0.05 | 0.05 | 0.05 | 0.1 | 0.0904 | 0.2712 | 0.8136 | 0.8136 | 0.8136 | 0.8136 | 0.8136 | 0.8136 | 0.8136 | 0.8136 | 0.8136 | 0.452 | 0.2712 | 0.2712 | 0.1808 | 0.1808 | 0.0904 | 0.0452
Office_Conference_Medium_EQUIP_2010_SPEED | Equipment |  | WntrDsn | 2014-01-01 | 2014-12-31 | Constant | Hr 1: 0
Office_Conference_Medium_EQUIP_2010_SPEED | Equipment |  | SmrDsn | 2014-01-01 | 2014-12-31 | Constant | bar: Hr 1
Office_Conference_Medium_EQUIP_2010_SPEED | Equipment |  | Sun | 2014-01-01 | 2014-12-31 | Hourly | 0.23814 | 0.23814 | 0.23814 | 0.23814 | 0.23814 | 0.23814 | 0.28811 | 0.28811 | 0.28811 | 0.28811 | 0.28811 | 0.28811 | 0.28811 | 0.28811 | 0.28811 | 0.28811 | 0.28811 | 0.28811 | 0.23814 | 0.23814 | 0.23814 | 0.23814 | 0.23814 | 0.23814
Office_Conference_Medium_EQUIP_2010_SPEED | Equipment |  | Sat | 2014-01-01 | 2014-12-31 | Hourly | 0.23814 | 0.23814 | 0.23814 | 0.23814 | 0.23814 | 0.23814 | 0.38414 | 0.38414 | 0.48018 | 0.48018 | 0.48018 | 0.48018 | 0.33613 | 0.33613 | 0.33613 | 0.33613 | 0.33613 | 0.28811 | 0.28811 | 0.23814 | 0.23814 | 0.23814 | 0.23814 | 0.23814
Office_Conference_Medium_EQUIP_2010_SPEED | Equipment |  | Wkdy | 2014-01-01 | 2014-12-31 | Hourly | 0.31751 | 0.31751 | 0.31751 | 0.31751 | 0.31751 | 0.31751 | 0.38414 | 0.38414 | 0.86432 | 0.86432 | 0.86432 | 0.86432 | 0.76829 | 0.86432 | 0.86432 | 0.86432 | 0.86432 | 0.48018 | 0.38414 | 0.38414 | 0.38414 | 0.38414 | 0.38414 | 0.38414
Office_Conference_Medium_INFIL_SPEED | Infiltration |  | WntrDsn | 2014-01-01 | 2014-12-31 | Constant | bar: Hr 1
Office_Conference_Medium_INFIL_SPEED | Infiltration |  | SmrDsn | 2014-01-01 | 2014-12-31 | Constant | bar: Hr 1
Office_Conference_Medium_INFIL_SPEED | Infiltration |  | Sun | 2014-01-01 | 2014-12-31 | Hourly | bar: Hr 1 to Hr 24
Office_Conference_Medium_INFIL_SPEED | Infiltration |  | Sat | 2014-01-01 | 2014-12-31 | Hourly | 1 | 1 | 1 | 1 | 1 | 1 | 1 | 1 | 0.25 | 0.25 | 0.25 | 0.25 | 0.25 | 0.25 | 0.25 | 0.25 | 0.25 | 1 | 1 | 1 | 1 | 1 | 1 | 1
Office_Conference_Medium_INFIL_SPEED | Infiltration |  | Wkdy | 2014-01-01 | 2014-12-31 | Hourly | 1 | 1 | 1 | 1 | 1 | 1 | 0.25 | 0.25 | 0.25 | 0.25 | 0.25 | 0.25 | 0.25 | 0.25 | 0.25 | 0.25 | 0.25 | 0.25 | 0.25 | 0.25 | 0.25 | 0.25 | 1 | 1
Office_Conference_Medium_ACTIVITY_SPEED | Activity | W | WntrDsn | 2014-01-01 | 2014-12-31 | Constant | Hr 1: 120
Office_Conference_Medium_ACTIVITY_SPEED | Activity | W | SmrDsn | 2014-01-01 | 2014-12-31 | Constant | Hr 1: 120
Office_Conference_Medium_ACTIVITY_SPEED | Activity | W | Sun | 2014-01-01 | 2014-12-31 | Constant | Hr 1: 120
Office_Conference_Medium_ACTIVITY_SPEED | Activity | W | Sat | 2014-01-01 | 2014-12-31 | Constant | Hr 1: 120
Office_Conference_Medium_ACTIVITY_SPEED | Activity | W | Wkdy | 2014-01-01 | 2014-12-31 | Constant | Hr 1: 120
Office_Conference_Medium_OA_SPEED | OA Air |  | WntrDsn | 2014-01-01 | 2014-12-31 | Constant | bar: Hr 1
Office_Conference_Medium_OA_SPEED | OA Air |  | SmrDsn | 2014-01-01 | 2014-12-31 | Constant | bar: Hr 1
Office_Conference_Medium_OA_SPEED | OA Air |  | Sun | 2014-01-01 | 2014-12-31 | Hourly | 0 | 0 | 0 | 0 | 0 | 0 | 0 | 0 | 0 | 0 | 0 | 0 | 0 | 0 | 0 | 0 | 0 | 0 | 0 | 0 | 0 | 0 | 0 | 0
Office_Conference_Medium_OA_SPEED | OA Air |  | Sat | 2014-01-01 | 2014-12-31 | Hourly | 0 | 0 | 0 | 0 | 0 | 0 | 1 | 1 | 1 | 1 | 1 | 1 | 1 | 1 | 1 | 1 | 1 | 0 | 0 | 0 | 0 | 0 | 0 | 0
Office_Conference_Medium_OA_SPEED | OA Air |  | Wkdy | 2014-01-01 | 2014-12-31 | Hourly | 0 | 0 | 0 | 0 | 0 | 0 | 1 | 1 | 1 | 1 | 1 | 1 | 1 | 1 | 1 | 1 | 1 | 1 | 1 | 1 | 1 | 1 | 0 | 0
Office_Lobby_Medium_CLGSETP_SPEED | Thermostat Setpoint | C | WntrDsn | 2014-01-01 | 2014-12-31 | Constant | Hr 1: 23.9
Office_Lobby_Medium_CLGSETP_SPEED | Thermostat Setpoint | C | SmrDsn | 2014-01-01 | 2014-12-31 | Constant | Hr 1: 23.9
Office_Lobby_Medium_CLGSETP_SPEED | Thermostat Setpoint | C | Sun | 2014-01-01 | 2014-12-31 | Hourly | 25.6 | 25.6 | 25.6 | 25.6 | 25.6 | 25.6 | 25.6 | 25.6 | 25.6 | 25.6 | 25.6 | 25.6 | 25.6 | 25.6 | 25.6 | 25.6 | 25.6 | 25.6 | 25.6 | 25.6 | 25.6 | 25.6 | 25.6 | 25.6
Office_Lobby_Medium_CLGSETP_SPEED | Thermostat Setpoint | C | Sat | 2014-01-01 | 2014-12-31 | Hourly | 25.6 | 25.6 | 25.6 | 25.6 | 25.6 | 25.6 | 23.9 | 23.9 | 23.9 | 23.9 | 23.9 | 23.9 | 23.9 | 23.9 | 23.9 | 23.9 | 23.9 | 25.6 | 25.6 | 25.6 | 25.6 | 25.6 | 25.6 | 25.6
Office_Lobby_Medium_CLGSETP_SPEED | Thermostat Setpoint | C | Wkdy | 2014-01-01 | 2014-12-31 | Hourly | 25.6 | 25.6 | 25.6 | 25.6 | 25.6 | 25.6 | 23.9 | 23.9 | 23.9 | 23.9 | 23.9 | 23.9 | 23.9 | 23.9 | 23.9 | 23.9 | 23.9 | 23.9 | 23.9 | 23.9 | 23.9 | 23.9 | 25.6 | 25.6
Office_Lobby_Medium_HTGSETP_SPEED | Thermostat Setpoint | C | WntrDsn | 2014-01-01 | 2014-12-31 | Constant | Hr 1: 21.1
Office_Lobby_Medium_HTGSETP_SPEED | Thermostat Setpoint | C | SmrDsn | 2014-01-01 | 2014-12-31 | Constant | Hr 1: 21.1
Office_Lobby_Medium_HTGSETP_SPEED | Thermostat Setpoint | C | Sun | 2014-01-01 | 2014-12-31 | Hourly | 19.4 | 19.4 | 19.4 | 19.4 | 19.4 | 19.4 | 19.4 | 19.4 | 19.4 | 19.4 | 19.4 | 19.4 | 19.4 | 19.4 | 19.4 | 19.4 | 19.4 | 19.4 | 19.4 | 19.4 | 19.4 | 19.4 | 19.4 | 19.4
Office_Lobby_Medium_HTGSETP_SPEED | Thermostat Setpoint | C | Sat | 2014-01-01 | 2014-12-31 | Hourly | 19.4 | 19.4 | 19.4 | 19.4 | 19.4 | 19.4 | 21.1 | 21.1 | 21.1 | 21.1 | 21.1 | 21.1 | 21.1 | 21.1 | 21.1 | 21.1 | 21.1 | 19.4 | 19.4 | 19.4 | 19.4 | 19.4 | 19.4 | 19.4
Office_Lobby_Medium_HTGSETP_SPEED | Thermostat Setpoint | C | Wkdy | 2014-01-01 | 2014-12-31 | Hourly | 19.4 | 19.4 | 19.4 | 19.4 | 19.4 | 19.4 | 21.1 | 21.1 | 21.1 | 21.1 | 21.1 | 21.1 | 21.1 | 21.1 | 21.1 | 21.1 | 21.1 | 21.1 | 21.1 | 21.1 | 21.1 | 21.1 | 19.4 | 19.4
Office_Lobby_Medium_OCC_SPEED | Occupancy |  | WntrDsn | 2014-01-01 | 2014-12-31 | Constant | Hr 1: 0
Office_Lobby_Medium_OCC_SPEED | Occupancy |  | SmrDsn | 2014-01-01 | 2014-12-31 | Constant | bar: Hr 1
Office_Lobby_Medium_OCC_SPEED | Occupancy |  | Sun | 2014-01-01 | 2014-12-31 | Hourly | 0 | 0 | 0 | 0 | 0 | 0 | 0.05 | 0.05 | 0.05 | 0.05 | 0.05 | 0.05 | 0.05 | 0.05 | 0.05 | 0.05 | 0.05 | 0.05 | 0 | 0 | 0 | 0 | 0 | 0
Office_Lobby_Medium_OCC_SPEED | Occupancy |  | Sat | 2014-01-01 | 2014-12-31 | Hourly | 0 | 0 | 0 | 0 | 0 | 0 | 0.1 | 0.1 | 0.3 | 0.3 | 0.3 | 0.3 | 0.1 | 0.1 | 0.1 | 0.1 | 0.1 | 0.05 | 0.05 | 0 | 0 | 0 | 0 | 0
Office_Lobby_Medium_OCC_SPEED | Occupancy |  | Wkdy | 2014-01-01 | 2014-12-31 | Hourly | 0 | 0 | 0 | 0 | 0 | 0 | 0.1 | 0.2 | 0.95 | 0.95 | 0.95 | 0.95 | 0.5 | 0.95 | 0.95 | 0.95 | 0.95 | 0.3 | 0.1 | 0.1 | 0.1 | 0.1 | 0.05 | 0.05
Office_Lobby_Medium_LIGHT_2010_SPEED | Lighting |  | WntrDsn | 2014-01-01 | 2014-12-31 | Constant | Hr 1: 0
Office_Lobby_Medium_LIGHT_2010_SPEED | Lighting |  | SmrDsn | 2014-01-01 | 2014-12-31 | Constant | bar: Hr 1
Office_Lobby_Medium_LIGHT_2010_SPEED | Lighting |  | Sun | 2014-01-01 | 2014-12-31 | Hourly | 0.05 | 0.05 | 0.05 | 0.05 | 0.05 | 0.05 | 0.0452 | 0.0452 | 0.0452 | 0.0452 | 0.0452 | 0.0452 | 0.0452 | 0.0452 | 0.0452 | 0.0452 | 0.0452 | 0.0452 | 0.05 | 0.05 | 0.05 | 0.05 | 0.05 | 0.05
Office_Lobby_Medium_LIGHT_2010_SPEED | Lighting |  | Sat | 2014-01-01 | 2014-12-31 | Hourly | 0.05 | 0.05 | 0.05 | 0.05 | 0.05 | 0.05 | 0.0904 | 0.0904 | 0.2712 | 0.2712 | 0.2712 | 0.2712 | 0.1356 | 0.1356 | 0.1356 | 0.1356 | 0.1356 | 0.0452 | 0.0452 | 0.05 | 0.05 | 0.05 | 0.05 | 0.05
Office_Lobby_Medium_LIGHT_2010_SPEED | Lighting |  | Wkdy | 2014-01-01 | 2014-12-31 | Hourly | 0.05 | 0.05 | 0.05 | 0.05 | 0.05 | 0.1 | 0.0904 | 0.2712 | 0.8136 | 0.8136 | 0.8136 | 0.8136 | 0.8136 | 0.8136 | 0.8136 | 0.8136 | 0.8136 | 0.452 | 0.2712 | 0.2712 | 0.1808 | 0.1808 | 0.0904 | 0.0452
Office_Lobby_Medium_EQUIP_2010_SPEED | Equipment |  | WntrDsn | 2014-01-01 | 2014-12-31 | Constant | Hr 1: 0
Office_Lobby_Medium_EQUIP_2010_SPEED | Equipment |  | SmrDsn | 2014-01-01 | 2014-12-31 | Constant | bar: Hr 1
Office_Lobby_Medium_EQUIP_2010_SPEED | Equipment |  | Sun | 2014-01-01 | 2014-12-31 | Hourly | 0.23814 | 0.23814 | 0.23814 | 0.23814 | 0.23814 | 0.23814 | 0.28811 | 0.28811 | 0.28811 | 0.28811 | 0.28811 | 0.28811 | 0.28811 | 0.28811 | 0.28811 | 0.28811 | 0.28811 | 0.28811 | 0.23814 | 0.23814 | 0.23814 | 0.23814 | 0.23814 | 0.23814
Office_Lobby_Medium_EQUIP_2010_SPEED | Equipment |  | Sat | 2014-01-01 | 2014-12-31 | Hourly | 0.23814 | 0.23814 | 0.23814 | 0.23814 | 0.23814 | 0.23814 | 0.38414 | 0.38414 | 0.48018 | 0.48018 | 0.48018 | 0.48018 | 0.33613 | 0.33613 | 0.33613 | 0.33613 | 0.33613 | 0.28811 | 0.28811 | 0.23814 | 0.23814 | 0.23814 | 0.23814 | 0.23814
Office_Lobby_Medium_EQUIP_2010_SPEED | Equipment |  | Wkdy | 2014-01-01 | 2014-12-31 | Hourly | 0.31751 | 0.31751 | 0.31751 | 0.31751 | 0.31751 | 0.31751 | 0.38414 | 0.38414 | 0.86432 | 0.86432 | 0.86432 | 0.86432 | 0.76829 | 0.86432 | 0.86432 | 0.86432 | 0.86432 | 0.48018 | 0.38414 | 0.38414 | 0.38414 | 0.38414 | 0.38414 | 0.38414
Office_Lobby_Medium_INFIL_SPEED | Infiltration |  | WntrDsn | 2014-01-01 | 2014-12-31 | Constant | bar: Hr 1
Office_Lobby_Medium_INFIL_SPEED | Infiltration |  | SmrDsn | 2014-01-01 | 2014-12-31 | Constant | bar: Hr 1
Office_Lobby_Medium_INFIL_SPEED | Infiltration |  | Sun | 2014-01-01 | 2014-12-31 | Hourly | bar: Hr 1 to Hr 24
Office_Lobby_Medium_INFIL_SPEED | Infiltration |  | Sat | 2014-01-01 | 2014-12-31 | Hourly | 1 | 1 | 1 | 1 | 1 | 1 | 1 | 1 | 0.25 | 0.25 | 0.25 | 0.25 | 0.25 | 0.25 | 0.25 | 0.25 | 0.25 | 1 | 1 | 1 | 1 | 1 | 1 | 1
Office_Lobby_Medium_INFIL_SPEED | Infiltration |  | Wkdy | 2014-01-01 | 2014-12-31 | Hourly | 1 | 1 | 1 | 1 | 1 | 1 | 0.25 | 0.25 | 0.25 | 0.25 | 0.25 | 0.25 | 0.25 | 0.25 | 0.25 | 0.25 | 0.25 | 0.25 | 0.25 | 0.25 | 0.25 | 0.25 | 1 | 1
Office_Lobby_Medium_ACTIVITY_SPEED | Activity | W | WntrDsn | 2014-01-01 | 2014-12-31 | Constant | Hr 1: 120
Office_Lobby_Medium_ACTIVITY_SPEED | Activity | W | SmrDsn | 2014-01-01 | 2014-12-31 | Constant | Hr 1: 120
Office_Lobby_Medium_ACTIVITY_SPEED | Activity | W | Sun | 2014-01-01 | 2014-12-31 | Constant | Hr 1: 120
Office_Lobby_Medium_ACTIVITY_SPEED | Activity | W | Sat | 2014-01-01 | 2014-12-31 | Constant | Hr 1: 120
Office_Lobby_Medium_ACTIVITY_SPEED | Activity | W | Wkdy | 2014-01-01 | 2014-12-31 | Constant | Hr 1: 120
Office_Lobby_Medium_OA_SPEED | OA Air |  | WntrDsn | 2014-01-01 | 2014-12-31 | Constant | bar: Hr 1
Office_Lobby_Medium_OA_SPEED | OA Air |  | SmrDsn | 2014-01-01 | 2014-12-31 | Constant | bar: Hr 1
Office_Lobby_Medium_OA_SPEED | OA Air |  | Sun | 2014-01-01 | 2014-12-31 | Hourly | 0 | 0 | 0 | 0 | 0 | 0 | 0 | 0 | 0 | 0 | 0 | 0 | 0 | 0 | 0 | 0 | 0 | 0 | 0 | 0 | 0 | 0 | 0 | 0
Office_Lobby_Medium_OA_SPEED | OA Air |  | Sat | 2014-01-01 | 2014-12-31 | Hourly | 0 | 0 | 0 | 0 | 0 | 0 | 1 | 1 | 1 | 1 | 1 | 1 | 1 | 1 | 1 | 1 | 1 | 0 | 0 | 0 | 0 | 0 | 0 | 0
Office_Lobby_Medium_OA_SPEED | OA Air |  | Wkdy | 2014-01-01 | 2014-12-31 | Hourly | 0 | 0 | 0 | 0 | 0 | 0 | 1 | 1 | 1 | 1 | 1 | 1 | 1 | 1 | 1 | 1 | 1 | 1 | 1 | 1 | 1 | 1 | 0 | 0
Office_Breakroom_Medium_CLGSETP_SPEED | Thermostat Setpoint | C | WntrDsn | 2014-01-01 | 2014-12-31 | Constant | Hr 1: 23.9
Office_Breakroom_Medium_CLGSETP_SPEED | Thermostat Setpoint | C | SmrDsn | 2014-01-01 | 2014-12-31 | Constant | Hr 1: 23.9
Office_Breakroom_Medium_CLGSETP_SPEED | Thermostat Setpoint | C | Sun | 2014-01-01 | 2014-12-31 | Hourly | 25.6 | 25.6 | 25.6 | 25.6 | 25.6 | 25.6 | 25.6 | 25.6 | 25.6 | 25.6 | 25.6 | 25.6 | 25.6 | 25.6 | 25.6 | 25.6 | 25.6 | 25.6 | 25.6 | 25.6 | 25.6 | 25.6 | 25.6 | 25.6
Office_Breakroom_Medium_CLGSETP_SPEED | Thermostat Setpoint | C | Sat | 2014-01-01 | 2014-12-31 | Hourly | 25.6 | 25.6 | 25.6 | 25.6 | 25.6 | 25.6 | 23.9 | 23.9 | 23.9 | 23.9 | 23.9 | 23.9 | 23.9 | 23.9 | 23.9 | 23.9 | 23.9 | 25.6 | 25.6 | 25.6 | 25.6 | 25.6 | 25.6 | 25.6
Office_Breakroom_Medium_CLGSETP_SPEED | Thermostat Setpoint | C | Wkdy | 2014-01-01 | 2014-12-31 | Hourly | 25.6 | 25.6 | 25.6 | 25.6 | 25.6 | 25.6 | 23.9 | 23.9 | 23.9 | 23.9 | 23.9 | 23.9 | 23.9 | 23.9 | 23.9 | 23.9 | 23.9 | 23.9 | 23.9 | 23.9 | 23.9 | 23.9 | 25.6 | 25.6
Office_Breakroom_Medium_HTGSETP_SPEED | Thermostat Setpoint | C | WntrDsn | 2014-01-01 | 2014-12-31 | Constant | Hr 1: 21.1
Office_Breakroom_Medium_HTGSETP_SPEED | Thermostat Setpoint | C | SmrDsn | 2014-01-01 | 2014-12-31 | Constant | Hr 1: 21.1
Office_Breakroom_Medium_HTGSETP_SPEED | Thermostat Setpoint | C | Sun | 2014-01-01 | 2014-12-31 | Hourly | 19.4 | 19.4 | 19.4 | 19.4 | 19.4 | 19.4 | 19.4 | 19.4 | 19.4 | 19.4 | 19.4 | 19.4 | 19.4 | 19.4 | 19.4 | 19.4 | 19.4 | 19.4 | 19.4 | 19.4 | 19.4 | 19.4 | 19.4 | 19.4
Office_Breakroom_Medium_HTGSETP_SPEED | Thermostat Setpoint | C | Sat | 2014-01-01 | 2014-12-31 | Hourly | 19.4 | 19.4 | 19.4 | 19.4 | 19.4 | 19.4 | 21.1 | 21.1 | 21.1 | 21.1 | 21.1 | 21.1 | 21.1 | 21.1 | 21.1 | 21.1 | 21.1 | 19.4 | 19.4 | 19.4 | 19.4 | 19.4 | 19.4 | 19.4
Office_Breakroom_Medium_HTGSETP_SPEED | Thermostat Setpoint | C | Wkdy | 2014-01-01 | 2014-12-31 | Hourly | 19.4 | 19.4 | 19.4 | 19.4 | 19.4 | 19.4 | 21.1 | 21.1 | 21.1 | 21.1 | 21.1 | 21.1 | 21.1 | 21.1 | 21.1 | 21.1 | 21.1 | 21.1 | 21.1 | 21.1 | 21.1 | 21.1 | 19.4 | 19.4
Office_Breakroom_Medium_OCC_SPEED | Occupancy |  | WntrDsn | 2014-01-01 | 2014-12-31 | Constant | Hr 1: 0
Office_Breakroom_Medium_OCC_SPEED | Occupancy |  | SmrDsn | 2014-01-01 | 2014-12-31 | Constant | bar: Hr 1
Office_Breakroom_Medium_OCC_SPEED | Occupancy |  | Sun | 2014-01-01 | 2014-12-31 | Hourly | 0 | 0 | 0 | 0 | 0 | 0 | 0.05 | 0.05 | 0.05 | 0.05 | 0.05 | 0.05 | 0.05 | 0.05 | 0.05 | 0.05 | 0.05 | 0.05 | 0 | 0 | 0 | 0 | 0 | 0
Office_Breakroom_Medium_OCC_SPEED | Occupancy |  | Sat | 2014-01-01 | 2014-12-31 | Hourly | 0 | 0 | 0 | 0 | 0 | 0 | 0.1 | 0.1 | 0.3 | 0.3 | 0.3 | 0.3 | 0.1 | 0.1 | 0.1 | 0.1 | 0.1 | 0.05 | 0.05 | 0 | 0 | 0 | 0 | 0
Office_Breakroom_Medium_OCC_SPEED | Occupancy |  | Wkdy | 2014-01-01 | 2014-12-31 | Hourly | 0 | 0 | 0 | 0 | 0 | 0 | 0.1 | 0.2 | 0.95 | 0.95 | 0.95 | 0.95 | 0.5 | 0.95 | 0.95 | 0.95 | 0.95 | 0.3 | 0.1 | 0.1 | 0.1 | 0.1 | 0.05 | 0.05
Office_Breakroom_Medium_LIGHT_2010_SPEED | Lighting |  | WntrDsn | 2014-01-01 | 2014-12-31 | Constant | Hr 1: 0
Office_Breakroom_Medium_LIGHT_2010_SPEED | Lighting |  | SmrDsn | 2014-01-01 | 2014-12-31 | Constant | bar: Hr 1
Office_Breakroom_Medium_LIGHT_2010_SPEED | Lighting |  | Sun | 2014-01-01 | 2014-12-31 | Hourly | 0.05 | 0.05 | 0.05 | 0.05 | 0.05 | 0.05 | 0.0452 | 0.0452 | 0.0452 | 0.0452 | 0.0452 | 0.0452 | 0.0452 | 0.0452 | 0.0452 | 0.0452 | 0.0452 | 0.0452 | 0.05 | 0.05 | 0.05 | 0.05 | 0.05 | 0.05
Office_Breakroom_Medium_LIGHT_2010_SPEED | Lighting |  | Sat | 2014-01-01 | 2014-12-31 | Hourly | 0.05 | 0.05 | 0.05 | 0.05 | 0.05 | 0.05 | 0.0904 | 0.0904 | 0.2712 | 0.2712 | 0.2712 | 0.2712 | 0.1356 | 0.1356 | 0.1356 | 0.1356 | 0.1356 | 0.0452 | 0.0452 | 0.05 | 0.05 | 0.05 | 0.05 | 0.05
Office_Breakroom_Medium_LIGHT_2010_SPEED | Lighting |  | Wkdy | 2014-01-01 | 2014-12-31 | Hourly | 0.05 | 0.05 | 0.05 | 0.05 | 0.05 | 0.1 | 0.0904 | 0.2712 | 0.8136 | 0.8136 | 0.8136 | 0.8136 | 0.8136 | 0.8136 | 0.8136 | 0.8136 | 0.8136 | 0.452 | 0.2712 | 0.2712 | 0.1808 | 0.1808 | 0.0904 | 0.0452
Office_Breakroom_Medium_EQUIP_2010_SPEED | Equipment |  | WntrDsn | 2014-01-01 | 2014-12-31 | Constant | Hr 1: 0
Office_Breakroom_Medium_EQUIP_2010_SPEED | Equipment |  | SmrDsn | 2014-01-01 | 2014-12-31 | Constant | bar: Hr 1
Office_Breakroom_Medium_EQUIP_2010_SPEED | Equipment |  | Sun | 2014-01-01 | 2014-12-31 | Hourly | 0.23814 | 0.23814 | 0.23814 | 0.23814 | 0.23814 | 0.23814 | 0.28811 | 0.28811 | 0.28811 | 0.28811 | 0.28811 | 0.28811 | 0.28811 | 0.28811 | 0.28811 | 0.28811 | 0.28811 | 0.28811 | 0.23814 | 0.23814 | 0.23814 | 0.23814 | 0.23814 | 0.23814
Office_Breakroom_Medium_EQUIP_2010_SPEED | Equipment |  | Sat | 2014-01-01 | 2014-12-31 | Hourly | 0.23814 | 0.23814 | 0.23814 | 0.23814 | 0.23814 | 0.23814 | 0.38414 | 0.38414 | 0.48018 | 0.48018 | 0.48018 | 0.48018 | 0.33613 | 0.33613 | 0.33613 | 0.33613 | 0.33613 | 0.28811 | 0.28811 | 0.23814 | 0.23814 | 0.23814 | 0.23814 | 0.23814
Office_Breakroom_Medium_EQUIP_2010_SPEED | Equipment |  | Wkdy | 2014-01-01 | 2014-12-31 | Hourly | 0.31751 | 0.31751 | 0.31751 | 0.31751 | 0.31751 | 0.31751 | 0.38414 | 0.38414 | 0.86432 | 0.86432 | 0.86432 | 0.86432 | 0.76829 | 0.86432 | 0.86432 | 0.86432 | 0.86432 | 0.48018 | 0.38414 | 0.38414 | 0.38414 | 0.38414 | 0.38414 | 0.38414
Office_Breakroom_Medium_INFIL_SPEED | Infiltration |  | WntrDsn | 2014-01-01 | 2014-12-31 | Constant | bar: Hr 1
Office_Breakroom_Medium_INFIL_SPEED | Infiltration |  | SmrDsn | 2014-01-01 | 2014-12-31 | Constant | bar: Hr 1
Office_Breakroom_Medium_INFIL_SPEED | Infiltration |  | Sun | 2014-01-01 | 2014-12-31 | Hourly | bar: Hr 1 to Hr 24
Office_Breakroom_Medium_INFIL_SPEED | Infiltration |  | Sat | 2014-01-01 | 2014-12-31 | Hourly | 1 | 1 | 1 | 1 | 1 | 1 | 1 | 1 | 0.25 | 0.25 | 0.25 | 0.25 | 0.25 | 0.25 | 0.25 | 0.25 | 0.25 | 1 | 1 | 1 | 1 | 1 | 1 | 1
Office_Breakroom_Medium_INFIL_SPEED | Infiltration |  | Wkdy | 2014-01-01 | 2014-12-31 | Hourly | 1 | 1 | 1 | 1 | 1 | 1 | 0.25 | 0.25 | 0.25 | 0.25 | 0.25 | 0.25 | 0.25 | 0.25 | 0.25 | 0.25 | 0.25 | 0.25 | 0.25 | 0.25 | 0.25 | 0.25 | 1 | 1
Office_Breakroom_Medium_ACTIVITY_SPEED | Activity | W | WntrDsn | 2014-01-01 | 2014-12-31 | Constant | Hr 1: 120
Office_Breakroom_Medium_ACTIVITY_SPEED | Activity | W | SmrDsn | 2014-01-01 | 2014-12-31 | Constant | Hr 1: 120
Office_Breakroom_Medium_ACTIVITY_SPEED | Activity | W | Sun | 2014-01-01 | 2014-12-31 | Constant | Hr 1: 120
Office_Breakroom_Medium_ACTIVITY_SPEED | Activity | W | Sat | 2014-01-01 | 2014-12-31 | Constant | Hr 1: 120
Office_Breakroom_Medium_ACTIVITY_SPEED | Activity | W | Wkdy | 2014-01-01 | 2014-12-31 | Constant | Hr 1: 120
Office_Breakroom_Medium_OA_SPEED | OA Air |  | WntrDsn | 2014-01-01 | 2014-12-31 | Constant | bar: Hr 1
Office_Breakroom_Medium_OA_SPEED | OA Air |  | SmrDsn | 2014-01-01 | 2014-12-31 | Constant | bar: Hr 1
Office_Breakroom_Medium_OA_SPEED | OA Air |  | Sun | 2014-01-01 | 2014-12-31 | Hourly | 0 | 0 | 0 | 0 | 0 | 0 | 0 | 0 | 0 | 0 | 0 | 0 | 0 | 0 | 0 | 0 | 0 | 0 | 0 | 0 | 0 | 0 | 0 | 0
Office_Breakroom_Medium_OA_SPEED | OA Air |  | Sat | 2014-01-01 | 2014-12-31 | Hourly | 0 | 0 | 0 | 0 | 0 | 0 | 1 | 1 | 1 | 1 | 1 | 1 | 1 | 1 | 1 | 1 | 1 | 0 | 0 | 0 | 0 | 0 | 0 | 0
Office_Breakroom_Medium_OA_SPEED | OA Air |  | Wkdy | 2014-01-01 | 2014-12-31 | Hourly | 0 | 0 | 0 | 0 | 0 | 0 | 1 | 1 | 1 | 1 | 1 | 1 | 1 | 1 | 1 | 1 | 1 | 1 | 1 | 1 | 1 | 1 | 0 | 0
Office_Restroom_Medium_CLGSETP_SPEED | Thermostat Setpoint | C | WntrDsn | 2014-01-01 | 2014-12-31 | Constant | Hr 1: 23.9
Office_Restroom_Medium_CLGSETP_SPEED | Thermostat Setpoint | C | SmrDsn | 2014-01-01 | 2014-12-31 | Constant | Hr 1: 23.9
Office_Restroom_Medium_CLGSETP_SPEED | Thermostat Setpoint | C | Sun | 2014-01-01 | 2014-12-31 | Hourly | 25.6 | 25.6 | 25.6 | 25.6 | 25.6 | 25.6 | 25.6 | 25.6 | 25.6 | 25.6 | 25.6 | 25.6 | 25.6 | 25.6 | 25.6 | 25.6 | 25.6 | 25.6 | 25.6 | 25.6 | 25.6 | 25.6 | 25.6 | 25.6
Office_Restroom_Medium_CLGSETP_SPEED | Thermostat Setpoint | C | Sat | 2014-01-01 | 2014-12-31 | Hourly | 25.6 | 25.6 | 25.6 | 25.6 | 25.6 | 25.6 | 23.9 | 23.9 | 23.9 | 23.9 | 23.9 | 23.9 | 23.9 | 23.9 | 23.9 | 23.9 | 23.9 | 25.6 | 25.6 | 25.6 | 25.6 | 25.6 | 25.6 | 25.6
Office_Restroom_Medium_CLGSETP_SPEED | Thermostat Setpoint | C | Wkdy | 2014-01-01 | 2014-12-31 | Hourly | 25.6 | 25.6 | 25.6 | 25.6 | 25.6 | 25.6 | 23.9 | 23.9 | 23.9 | 23.9 | 23.9 | 23.9 | 23.9 | 23.9 | 23.9 | 23.9 | 23.9 | 23.9 | 23.9 | 23.9 | 23.9 | 23.9 | 25.6 | 25.6
Office_Restroom_Medium_HTGSETP_SPEED | Thermostat Setpoint | C | WntrDsn | 2014-01-01 | 2014-12-31 | Constant | Hr 1: 21.1
Office_Restroom_Medium_HTGSETP_SPEED | Thermostat Setpoint | C | SmrDsn | 2014-01-01 | 2014-12-31 | Constant | Hr 1: 21.1
Office_Restroom_Medium_HTGSETP_SPEED | Thermostat Setpoint | C | Sun | 2014-01-01 | 2014-12-31 | Hourly | 19.4 | 19.4 | 19.4 | 19.4 | 19.4 | 19.4 | 19.4 | 19.4 | 19.4 | 19.4 | 19.4 | 19.4 | 19.4 | 19.4 | 19.4 | 19.4 | 19.4 | 19.4 | 19.4 | 19.4 | 19.4 | 19.4 | 19.4 | 19.4
Office_Restroom_Medium_HTGSETP_SPEED | Thermostat Setpoint | C | Sat | 2014-01-01 | 2014-12-31 | Hourly | 19.4 | 19.4 | 19.4 | 19.4 | 19.4 | 19.4 | 21.1 | 21.1 | 21.1 | 21.1 | 21.1 | 21.1 | 21.1 | 21.1 | 21.1 | 21.1 | 21.1 | 19.4 | 19.4 | 19.4 | 19.4 | 19.4 | 19.4 | 19.4
Office_Restroom_Medium_HTGSETP_SPEED | Thermostat Setpoint | C | Wkdy | 2014-01-01 | 2014-12-31 | Hourly | 19.4 | 19.4 | 19.4 | 19.4 | 19.4 | 19.4 | 21.1 | 21.1 | 21.1 | 21.1 | 21.1 | 21.1 | 21.1 | 21.1 | 21.1 | 21.1 | 21.1 | 21.1 | 21.1 | 21.1 | 21.1 | 21.1 | 19.4 | 19.4
Office_Restroom_Medium_OCC_SPEED | Occupancy |  | WntrDsn | 2014-01-01 | 2014-12-31 | Constant | Hr 1: 0
Office_Restroom_Medium_OCC_SPEED | Occupancy |  | SmrDsn | 2014-01-01 | 2014-12-31 | Constant | bar: Hr 1
Office_Restroom_Medium_OCC_SPEED | Occupancy |  | Sun | 2014-01-01 | 2014-12-31 | Hourly | 0 | 0 | 0 | 0 | 0 | 0 | 0.05 | 0.05 | 0.05 | 0.05 | 0.05 | 0.05 | 0.05 | 0.05 | 0.05 | 0.05 | 0.05 | 0.05 | 0 | 0 | 0 | 0 | 0 | 0
Office_Restroom_Medium_OCC_SPEED | Occupancy |  | Sat | 2014-01-01 | 2014-12-31 | Hourly | 0 | 0 | 0 | 0 | 0 | 0 | 0.1 | 0.1 | 0.3 | 0.3 | 0.3 | 0.3 | 0.1 | 0.1 | 0.1 | 0.1 | 0.1 | 0.05 | 0.05 | 0 | 0 | 0 | 0 | 0
Office_Restroom_Medium_OCC_SPEED | Occupancy |  | Wkdy | 2014-01-01 | 2014-12-31 | Hourly | 0 | 0 | 0 | 0 | 0 | 0 | 0.1 | 0.2 | 0.95 | 0.95 | 0.95 | 0.95 | 0.5 | 0.95 | 0.95 | 0.95 | 0.95 | 0.3 | 0.1 | 0.1 | 0.1 | 0.1 | 0.05 | 0.05
Office_Restroom_Medium_LIGHT_2010_SPEED | Lighting |  | WntrDsn | 2014-01-01 | 2014-12-31 | Constant | Hr 1: 0
Office_Restroom_Medium_LIGHT_2010_SPEED | Lighting |  | SmrDsn | 2014-01-01 | 2014-12-31 | Constant | bar: Hr 1
Office_Restroom_Medium_LIGHT_2010_SPEED | Lighting |  | Sun | 2014-01-01 | 2014-12-31 | Hourly | 0.05 | 0.05 | 0.05 | 0.05 | 0.05 | 0.05 | 0.0452 | 0.0452 | 0.0452 | 0.0452 | 0.0452 | 0.0452 | 0.0452 | 0.0452 | 0.0452 | 0.0452 | 0.0452 | 0.0452 | 0.05 | 0.05 | 0.05 | 0.05 | 0.05 | 0.05
Office_Restroom_Medium_LIGHT_2010_SPEED | Lighting |  | Sat | 2014-01-01 | 2014-12-31 | Hourly | 0.05 | 0.05 | 0.05 | 0.05 | 0.05 | 0.05 | 0.0904 | 0.0904 | 0.2712 | 0.2712 | 0.2712 | 0.2712 | 0.1356 | 0.1356 | 0.1356 | 0.1356 | 0.1356 | 0.0452 | 0.0452 | 0.05 | 0.05 | 0.05 | 0.05 | 0.05
Office_Restroom_Medium_LIGHT_2010_SPEED | Lighting |  | Wkdy | 2014-01-01 | 2014-12-31 | Hourly | 0.05 | 0.05 | 0.05 | 0.05 | 0.05 | 0.1 | 0.0904 | 0.2712 | 0.8136 | 0.8136 | 0.8136 | 0.8136 | 0.8136 | 0.8136 | 0.8136 | 0.8136 | 0.8136 | 0.452 | 0.2712 | 0.2712 | 0.1808 | 0.1808 | 0.0904 | 0.0452
Office_Restroom_Medium_EQUIP_2010_SPEED | Equipment |  | WntrDsn | 2014-01-01 | 2014-12-31 | Constant | Hr 1: 0
Office_Restroom_Medium_EQUIP_2010_SPEED | Equipment |  | SmrDsn | 2014-01-01 | 2014-12-31 | Constant | bar: Hr 1
Office_Restroom_Medium_EQUIP_2010_SPEED | Equipment |  | Sun | 2014-01-01 | 2014-12-31 | Hourly | 0.23814 | 0.23814 | 0.23814 | 0.23814 | 0.23814 | 0.23814 | 0.28811 | 0.28811 | 0.28811 | 0.28811 | 0.28811 | 0.28811 | 0.28811 | 0.28811 | 0.28811 | 0.28811 | 0.28811 | 0.28811 | 0.23814 | 0.23814 | 0.23814 | 0.23814 | 0.23814 | 0.23814
Office_Restroom_Medium_EQUIP_2010_SPEED | Equipment |  | Sat | 2014-01-01 | 2014-12-31 | Hourly | 0.23814 | 0.23814 | 0.23814 | 0.23814 | 0.23814 | 0.23814 | 0.38414 | 0.38414 | 0.48018 | 0.48018 | 0.48018 | 0.48018 | 0.33613 | 0.33613 | 0.33613 | 0.33613 | 0.33613 | 0.28811 | 0.28811 | 0.23814 | 0.23814 | 0.23814 | 0.23814 | 0.23814
Office_Restroom_Medium_EQUIP_2010_SPEED | Equipment |  | Wkdy | 2014-01-01 | 2014-12-31 | Hourly | 0.31751 | 0.31751 | 0.31751 | 0.31751 | 0.31751 | 0.31751 | 0.38414 | 0.38414 | 0.86432 | 0.86432 | 0.86432 | 0.86432 | 0.76829 | 0.86432 | 0.86432 | 0.86432 | 0.86432 | 0.48018 | 0.38414 | 0.38414 | 0.38414 | 0.38414 | 0.38414 | 0.38414
Office_Restroom_Medium_INFIL_SPEED | Infiltration |  | WntrDsn | 2014-01-01 | 2014-12-31 | Constant | bar: Hr 1
Office_Restroom_Medium_INFIL_SPEED | Infiltration |  | SmrDsn | 2014-01-01 | 2014-12-31 | Constant | bar: Hr 1
Office_Restroom_Medium_INFIL_SPEED | Infiltration |  | Sun | 2014-01-01 | 2014-12-31 | Hourly | bar: Hr 1 to Hr 24
Office_Restroom_Medium_INFIL_SPEED | Infiltration |  | Sat | 2014-01-01 | 2014-12-31 | Hourly | 1 | 1 | 1 | 1 | 1 | 1 | 1 | 1 | 0.25 | 0.25 | 0.25 | 0.25 | 0.25 | 0.25 | 0.25 | 0.25 | 0.25 | 1 | 1 | 1 | 1 | 1 | 1 | 1
Office_Restroom_Medium_INFIL_SPEED | Infiltration |  | Wkdy | 2014-01-01 | 2014-12-31 | Hourly | 1 | 1 | 1 | 1 | 1 | 1 | 0.25 | 0.25 | 0.25 | 0.25 | 0.25 | 0.25 | 0.25 | 0.25 | 0.25 | 0.25 | 0.25 | 0.25 | 0.25 | 0.25 | 0.25 | 0.25 | 1 | 1
Office_Restroom_Medium_ACTIVITY_SPEED | Activity | W | WntrDsn | 2014-01-01 | 2014-12-31 | Constant | Hr 1: 120
Office_Restroom_Medium_ACTIVITY_SPEED | Activity | W | SmrDsn | 2014-01-01 | 2014-12-31 | Constant | Hr 1: 120
Office_Restroom_Medium_ACTIVITY_SPEED | Activity | W | Sun | 2014-01-01 | 2014-12-31 | Constant | Hr 1: 120
Office_Restroom_Medium_ACTIVITY_SPEED | Activity | W | Sat | 2014-01-01 | 2014-12-31 | Constant | Hr 1: 120
Office_Restroom_Medium_ACTIVITY_SPEED | Activity | W | Wkdy | 2014-01-01 | 2014-12-31 | Constant | Hr 1: 120
Office_Restroom_Medium_OA_SPEED | OA Air |  | WntrDsn | 2014-01-01 | 2014-12-31 | Constant | bar: Hr 1
Office_Restroom_Medium_OA_SPEED | OA Air |  | SmrDsn | 2014-01-01 | 2014-12-31 | Constant | bar: Hr 1
Office_Restroom_Medium_OA_SPEED | OA Air |  | Sun | 2014-01-01 | 2014-12-31 | Hourly | 0 | 0 | 0 | 0 | 0 | 0 | 0 | 0 | 0 | 0 | 0 | 0 | 0 | 0 | 0 | 0 | 0 | 0 | 0 | 0 | 0 | 0 | 0 | 0
Office_Restroom_Medium_OA_SPEED | OA Air |  | Sat | 2014-01-01 | 2014-12-31 | Hourly | 0 | 0 | 0 | 0 | 0 | 0 | 1 | 1 | 1 | 1 | 1 | 1 | 1 | 1 | 1 | 1 | 1 | 0 | 0 | 0 | 0 | 0 | 0 | 0
Office_Restroom_Medium_OA_SPEED | OA Air |  | Wkdy | 2014-01-01 | 2014-12-31 | Hourly | 0 | 0 | 0 | 0 | 0 | 0 | 1 | 1 | 1 | 1 | 1 | 1 | 1 | 1 | 1 | 1 | 1 | 1 | 1 | 1 | 1 | 1 | 0 | 0
Office_Dining_Medium_CLGSETP_SPEED | Thermostat Setpoint | C | WntrDsn | 2014-01-01 | 2014-12-31 | Constant | Hr 1: 23.9
Office_Dining_Medium_CLGSETP_SPEED | Thermostat Setpoint | C | SmrDsn | 2014-01-01 | 2014-12-31 | Constant | Hr 1: 23.9
Office_Dining_Medium_CLGSETP_SPEED | Thermostat Setpoint | C | Sun | 2014-01-01 | 2014-12-31 | Hourly | 25.6 | 25.6 | 25.6 | 25.6 | 25.6 | 25.6 | 25.6 | 25.6 | 25.6 | 25.6 | 25.6 | 25.6 | 25.6 | 25.6 | 25.6 | 25.6 | 25.6 | 25.6 | 25.6 | 25.6 | 25.6 | 25.6 | 25.6 | 25.6
Office_Dining_Medium_CLGSETP_SPEED | Thermostat Setpoint | C | Sat | 2014-01-01 | 2014-12-31 | Hourly | 25.6 | 25.6 | 25.6 | 25.6 | 25.6 | 25.6 | 23.9 | 23.9 | 23.9 | 23.9 | 23.9 | 23.9 | 23.9 | 23.9 | 23.9 | 23.9 | 23.9 | 25.6 | 25.6 | 25.6 | 25.6 | 25.6 | 25.6 | 25.6
Office_Dining_Medium_CLGSETP_SPEED | Thermostat Setpoint | C | Wkdy | 2014-01-01 | 2014-12-31 | Hourly | 25.6 | 25.6 | 25.6 | 25.6 | 25.6 | 25.6 | 23.9 | 23.9 | 23.9 | 23.9 | 23.9 | 23.9 | 23.9 | 23.9 | 23.9 | 23.9 | 23.9 | 23.9 | 23.9 | 23.9 | 23.9 | 23.9 | 25.6 | 25.6
Office_Dining_Medium_HTGSETP_SPEED | Thermostat Setpoint | C | WntrDsn | 2014-01-01 | 2014-12-31 | Constant | Hr 1: 21.1
Office_Dining_Medium_HTGSETP_SPEED | Thermostat Setpoint | C | SmrDsn | 2014-01-01 | 2014-12-31 | Constant | Hr 1: 21.1
Office_Dining_Medium_HTGSETP_SPEED | Thermostat Setpoint | C | Sun | 2014-01-01 | 2014-12-31 | Hourly | 19.4 | 19.4 | 19.4 | 19.4 | 19.4 | 19.4 | 19.4 | 19.4 | 19.4 | 19.4 | 19.4 | 19.4 | 19.4 | 19.4 | 19.4 | 19.4 | 19.4 | 19.4 | 19.4 | 19.4 | 19.4 | 19.4 | 19.4 | 19.4
Office_Dining_Medium_HTGSETP_SPEED | Thermostat Setpoint | C | Sat | 2014-01-01 | 2014-12-31 | Hourly | 19.4 | 19.4 | 19.4 | 19.4 | 19.4 | 19.4 | 21.1 | 21.1 | 21.1 | 21.1 | 21.1 | 21.1 | 21.1 | 21.1 | 21.1 | 21.1 | 21.1 | 19.4 | 19.4 | 19.4 | 19.4 | 19.4 | 19.4 | 19.4
Office_Dining_Medium_HTGSETP_SPEED | Thermostat Setpoint | C | Wkdy | 2014-01-01 | 2014-12-31 | Hourly | 19.4 | 19.4 | 19.4 | 19.4 | 19.4 | 19.4 | 21.1 | 21.1 | 21.1 | 21.1 | 21.1 | 21.1 | 21.1 | 21.1 | 21.1 | 21.1 | 21.1 | 21.1 | 21.1 | 21.1 | 21.1 | 21.1 | 19.4 | 19.4
Office_Dining_Medium_OCC_SPEED | Occupancy |  | WntrDsn | 2014-01-01 | 2014-12-31 | Constant | Hr 1: 0
Office_Dining_Medium_OCC_SPEED | Occupancy |  | SmrDsn | 2014-01-01 | 2014-12-31 | Constant | bar: Hr 1
Office_Dining_Medium_OCC_SPEED | Occupancy |  | Sun | 2014-01-01 | 2014-12-31 | Hourly | 0 | 0 | 0 | 0 | 0 | 0 | 0.05 | 0.05 | 0.05 | 0.05 | 0.05 | 0.05 | 0.05 | 0.05 | 0.05 | 0.05 | 0.05 | 0.05 | 0 | 0 | 0 | 0 | 0 | 0
Office_Dining_Medium_OCC_SPEED | Occupancy |  | Sat | 2014-01-01 | 2014-12-31 | Hourly | 0 | 0 | 0 | 0 | 0 | 0 | 0.1 | 0.1 | 0.3 | 0.3 | 0.3 | 0.3 | 0.1 | 0.1 | 0.1 | 0.1 | 0.1 | 0.05 | 0.05 | 0 | 0 | 0 | 0 | 0
Office_Dining_Medium_OCC_SPEED | Occupancy |  | Wkdy | 2014-01-01 | 2014-12-31 | Hourly | 0 | 0 | 0 | 0 | 0 | 0 | 0.1 | 0.2 | 0.95 | 0.95 | 0.95 | 0.95 | 0.5 | 0.95 | 0.95 | 0.95 | 0.95 | 0.3 | 0.1 | 0.1 | 0.1 | 0.1 | 0.05 | 0.05
Office_Dining_Medium_LIGHT_2010_SPEED | Lighting |  | WntrDsn | 2014-01-01 | 2014-12-31 | Constant | Hr 1: 0
Office_Dining_Medium_LIGHT_2010_SPEED | Lighting |  | SmrDsn | 2014-01-01 | 2014-12-31 | Constant | bar: Hr 1
Office_Dining_Medium_LIGHT_2010_SPEED | Lighting |  | Sun | 2014-01-01 | 2014-12-31 | Hourly | 0.05 | 0.05 | 0.05 | 0.05 | 0.05 | 0.05 | 0.0452 | 0.0452 | 0.0452 | 0.0452 | 0.0452 | 0.0452 | 0.0452 | 0.0452 | 0.0452 | 0.0452 | 0.0452 | 0.0452 | 0.05 | 0.05 | 0.05 | 0.05 | 0.05 | 0.05
Office_Dining_Medium_LIGHT_2010_SPEED | Lighting |  | Sat | 2014-01-01 | 2014-12-31 | Hourly | 0.05 | 0.05 | 0.05 | 0.05 | 0.05 | 0.05 | 0.0904 | 0.0904 | 0.2712 | 0.2712 | 0.2712 | 0.2712 | 0.1356 | 0.1356 | 0.1356 | 0.1356 | 0.1356 | 0.0452 | 0.0452 | 0.05 | 0.05 | 0.05 | 0.05 | 0.05
Office_Dining_Medium_LIGHT_2010_SPEED | Lighting |  | Wkdy | 2014-01-01 | 2014-12-31 | Hourly | 0.05 | 0.05 | 0.05 | 0.05 | 0.05 | 0.1 | 0.0904 | 0.2712 | 0.8136 | 0.8136 | 0.8136 | 0.8136 | 0.8136 | 0.8136 | 0.8136 | 0.8136 | 0.8136 | 0.452 | 0.2712 | 0.2712 | 0.1808 | 0.1808 | 0.0904 | 0.0452
Office_Dining_Medium_EQUIP_2010_SPEED | Equipment |  | WntrDsn | 2014-01-01 | 2014-12-31 | Constant | Hr 1: 0
Office_Dining_Medium_EQUIP_2010_SPEED | Equipment |  | SmrDsn | 2014-01-01 | 2014-12-31 | Constant | bar: Hr 1
Office_Dining_Medium_EQUIP_2010_SPEED | Equipment |  | Sun | 2014-01-01 | 2014-12-31 | Hourly | 0.23814 | 0.23814 | 0.23814 | 0.23814 | 0.23814 | 0.23814 | 0.28811 | 0.28811 | 0.28811 | 0.28811 | 0.28811 | 0.28811 | 0.28811 | 0.28811 | 0.28811 | 0.28811 | 0.28811 | 0.28811 | 0.23814 | 0.23814 | 0.23814 | 0.23814 | 0.23814 | 0.23814
Office_Dining_Medium_EQUIP_2010_SPEED | Equipment |  | Sat | 2014-01-01 | 2014-12-31 | Hourly | 0.23814 | 0.23814 | 0.23814 | 0.23814 | 0.23814 | 0.23814 | 0.38414 | 0.38414 | 0.48018 | 0.48018 | 0.48018 | 0.48018 | 0.33613 | 0.33613 | 0.33613 | 0.33613 | 0.33613 | 0.28811 | 0.28811 | 0.23814 | 0.23814 | 0.23814 | 0.23814 | 0.23814
Office_Dining_Medium_EQUIP_2010_SPEED | Equipment |  | Wkdy | 2014-01-01 | 2014-12-31 | Hourly | 0.31751 | 0.31751 | 0.31751 | 0.31751 | 0.31751 | 0.31751 | 0.38414 | 0.38414 | 0.86432 | 0.86432 | 0.86432 | 0.86432 | 0.76829 | 0.86432 | 0.86432 | 0.86432 | 0.86432 | 0.48018 | 0.38414 | 0.38414 | 0.38414 | 0.38414 | 0.38414 | 0.38414
Office_Dining_Medium_INFIL_SPEED | Infiltration |  | WntrDsn | 2014-01-01 | 2014-12-31 | Constant | bar: Hr 1
Office_Dining_Medium_INFIL_SPEED | Infiltration |  | SmrDsn | 2014-01-01 | 2014-12-31 | Constant | bar: Hr 1
Office_Dining_Medium_INFIL_SPEED | Infiltration |  | Sun | 2014-01-01 | 2014-12-31 | Hourly | bar: Hr 1 to Hr 24
Office_Dining_Medium_INFIL_SPEED | Infiltration |  | Sat | 2014-01-01 | 2014-12-31 | Hourly | 1 | 1 | 1 | 1 | 1 | 1 | 1 | 1 | 0.25 | 0.25 | 0.25 | 0.25 | 0.25 | 0.25 | 0.25 | 0.25 | 0.25 | 1 | 1 | 1 | 1 | 1 | 1 | 1
Office_Dining_Medium_INFIL_SPEED | Infiltration |  | Wkdy | 2014-01-01 | 2014-12-31 | Hourly | 1 | 1 | 1 | 1 | 1 | 1 | 0.25 | 0.25 | 0.25 | 0.25 | 0.25 | 0.25 | 0.25 | 0.25 | 0.25 | 0.25 | 0.25 | 0.25 | 0.25 | 0.25 | 0.25 | 0.25 | 1 | 1
Office_Dining_Medium_ACTIVITY_SPEED | Activity | W | WntrDsn | 2014-01-01 | 2014-12-31 | Constant | Hr 1: 120
Office_Dining_Medium_ACTIVITY_SPEED | Activity | W | SmrDsn | 2014-01-01 | 2014-12-31 | Constant | Hr 1: 120
Office_Dining_Medium_ACTIVITY_SPEED | Activity | W | Sun | 2014-01-01 | 2014-12-31 | Constant | Hr 1: 120
Office_Dining_Medium_ACTIVITY_SPEED | Activity | W | Sat | 2014-01-01 | 2014-12-31 | Constant | Hr 1: 120
Office_Dining_Medium_ACTIVITY_SPEED | Activity | W | Wkdy | 2014-01-01 | 2014-12-31 | Constant | Hr 1: 120
Office_Dining_Medium_OA_SPEED | OA Air |  | WntrDsn | 2014-01-01 | 2014-12-31 | Constant | bar: Hr 1
Office_Dining_Medium_OA_SPEED | OA Air |  | SmrDsn | 2014-01-01 | 2014-12-31 | Constant | bar: Hr 1
Office_Dining_Medium_OA_SPEED | OA Air |  | Sun | 2014-01-01 | 2014-12-31 | Hourly | 0 | 0 | 0 | 0 | 0 | 0 | 0 | 0 | 0 | 0 | 0 | 0 | 0 | 0 | 0 | 0 | 0 | 0 | 0 | 0 | 0 | 0 | 0 | 0
Office_Dining_Medium_OA_SPEED | OA Air |  | Sat | 2014-01-01 | 2014-12-31 | Hourly | 0 | 0 | 0 | 0 | 0 | 0 | 1 | 1 | 1 | 1 | 1 | 1 | 1 | 1 | 1 | 1 | 1 | 0 | 0 | 0 | 0 | 0 | 0 | 0
Office_Dining_Medium_OA_SPEED | OA Air |  | Wkdy | 2014-01-01 | 2014-12-31 | Hourly | 0 | 0 | 0 | 0 | 0 | 0 | 1 | 1 | 1 | 1 | 1 | 1 | 1 | 1 | 1 | 1 | 1 | 1 | 1 | 1 | 1 | 1 | 0 | 0
Office_Classroom_Medium_CLGSETP_SPEED | Thermostat Setpoint | C | WntrDsn | 2014-01-01 | 2014-12-31 | Constant | Hr 1: 23.9
Office_Classroom_Medium_CLGSETP_SPEED | Thermostat Setpoint | C | SmrDsn | 2014-01-01 | 2014-12-31 | Constant | Hr 1: 23.9
Office_Classroom_Medium_CLGSETP_SPEED | Thermostat Setpoint | C | Sun | 2014-01-01 | 2014-12-31 | Hourly | 25.6 | 25.6 | 25.6 | 25.6 | 25.6 | 25.6 | 25.6 | 25.6 | 25.6 | 25.6 | 25.6 | 25.6 | 25.6 | 25.6 | 25.6 | 25.6 | 25.6 | 25.6 | 25.6 | 25.6 | 25.6 | 25.6 | 25.6 | 25.6
Office_Classroom_Medium_CLGSETP_SPEED | Thermostat Setpoint | C | Sat | 2014-01-01 | 2014-12-31 | Hourly | 25.6 | 25.6 | 25.6 | 25.6 | 25.6 | 25.6 | 23.9 | 23.9 | 23.9 | 23.9 | 23.9 | 23.9 | 23.9 | 23.9 | 23.9 | 23.9 | 23.9 | 25.6 | 25.6 | 25.6 | 25.6 | 25.6 | 25.6 | 25.6
Office_Classroom_Medium_CLGSETP_SPEED | Thermostat Setpoint | C | Wkdy | 2014-01-01 | 2014-12-31 | Hourly | 25.6 | 25.6 | 25.6 | 25.6 | 25.6 | 25.6 | 23.9 | 23.9 | 23.9 | 23.9 | 23.9 | 23.9 | 23.9 | 23.9 | 23.9 | 23.9 | 23.9 | 23.9 | 23.9 | 23.9 | 23.9 | 23.9 | 25.6 | 25.6
Office_Classroom_Medium_HTGSETP_SPEED | Thermostat Setpoint | C | WntrDsn | 2014-01-01 | 2014-12-31 | Constant | Hr 1: 21.1
Office_Classroom_Medium_HTGSETP_SPEED | Thermostat Setpoint | C | SmrDsn | 2014-01-01 | 2014-12-31 | Constant | Hr 1: 21.1
Office_Classroom_Medium_HTGSETP_SPEED | Thermostat Setpoint | C | Sun | 2014-01-01 | 2014-12-31 | Hourly | 19.4 | 19.4 | 19.4 | 19.4 | 19.4 | 19.4 | 19.4 | 19.4 | 19.4 | 19.4 | 19.4 | 19.4 | 19.4 | 19.4 | 19.4 | 19.4 | 19.4 | 19.4 | 19.4 | 19.4 | 19.4 | 19.4 | 19.4 | 19.4
Office_Classroom_Medium_HTGSETP_SPEED | Thermostat Setpoint | C | Sat | 2014-01-01 | 2014-12-31 | Hourly | 19.4 | 19.4 | 19.4 | 19.4 | 19.4 | 19.4 | 21.1 | 21.1 | 21.1 | 21.1 | 21.1 | 21.1 | 21.1 | 21.1 | 21.1 | 21.1 | 21.1 | 19.4 | 19.4 | 19.4 | 19.4 | 19.4 | 19.4 | 19.4
Office_Classroom_Medium_HTGSETP_SPEED | Thermostat Setpoint | C | Wkdy | 2014-01-01 | 2014-12-31 | Hourly | 19.4 | 19.4 | 19.4 | 19.4 | 19.4 | 19.4 | 21.1 | 21.1 | 21.1 | 21.1 | 21.1 | 21.1 | 21.1 | 21.1 | 21.1 | 21.1 | 21.1 | 21.1 | 21.1 | 21.1 | 21.1 | 21.1 | 19.4 | 19.4
Office_Classroom_Medium_OCC_SPEED | Occupancy |  | WntrDsn | 2014-01-01 | 2014-12-31 | Constant | Hr 1: 0
Office_Classroom_Medium_OCC_SPEED | Occupancy |  | SmrDsn | 2014-01-01 | 2014-12-31 | Constant | bar: Hr 1
Office_Classroom_Medium_OCC_SPEED | Occupancy |  | Sun | 2014-01-01 | 2014-12-31 | Hourly | 0 | 0 | 0 | 0 | 0 | 0 | 0.05 | 0.05 | 0.05 | 0.05 | 0.05 | 0.05 | 0.05 | 0.05 | 0.05 | 0.05 | 0.05 | 0.05 | 0 | 0 | 0 | 0 | 0 | 0
Office_Classroom_Medium_OCC_SPEED | Occupancy |  | Sat | 2014-01-01 | 2014-12-31 | Hourly | 0 | 0 | 0 | 0 | 0 | 0 | 0.1 | 0.1 | 0.3 | 0.3 | 0.3 | 0.3 | 0.1 | 0.1 | 0.1 | 0.1 | 0.1 | 0.05 | 0.05 | 0 | 0 | 0 | 0 | 0
Office_Classroom_Medium_OCC_SPEED | Occupancy |  | Wkdy | 2014-01-01 | 2014-12-31 | Hourly | 0 | 0 | 0 | 0 | 0 | 0 | 0.1 | 0.2 | 0.95 | 0.95 | 0.95 | 0.95 | 0.5 | 0.95 | 0.95 | 0.95 | 0.95 | 0.3 | 0.1 | 0.1 | 0.1 | 0.1 | 0.05 | 0.05
Office_Classroom_Medium_LIGHT_2010_SPEED | Lighting |  | WntrDsn | 2014-01-01 | 2014-12-31 | Constant | Hr 1: 0
Office_Classroom_Medium_LIGHT_2010_SPEED | Lighting |  | SmrDsn | 2014-01-01 | 2014-12-31 | Constant | bar: Hr 1
Office_Classroom_Medium_LIGHT_2010_SPEED | Lighting |  | Sun | 2014-01-01 | 2014-12-31 | Hourly | 0.05 | 0.05 | 0.05 | 0.05 | 0.05 | 0.05 | 0.0452 | 0.0452 | 0.0452 | 0.0452 | 0.0452 | 0.0452 | 0.0452 | 0.0452 | 0.0452 | 0.0452 | 0.0452 | 0.0452 | 0.05 | 0.05 | 0.05 | 0.05 | 0.05 | 0.05
Office_Classroom_Medium_LIGHT_2010_SPEED | Lighting |  | Sat | 2014-01-01 | 2014-12-31 | Hourly | 0.05 | 0.05 | 0.05 | 0.05 | 0.05 | 0.05 | 0.0904 | 0.0904 | 0.2712 | 0.2712 | 0.2712 | 0.2712 | 0.1356 | 0.1356 | 0.1356 | 0.1356 | 0.1356 | 0.0452 | 0.0452 | 0.05 | 0.05 | 0.05 | 0.05 | 0.05
Office_Classroom_Medium_LIGHT_2010_SPEED | Lighting |  | Wkdy | 2014-01-01 | 2014-12-31 | Hourly | 0.05 | 0.05 | 0.05 | 0.05 | 0.05 | 0.1 | 0.0904 | 0.2712 | 0.8136 | 0.8136 | 0.8136 | 0.8136 | 0.8136 | 0.8136 | 0.8136 | 0.8136 | 0.8136 | 0.452 | 0.2712 | 0.2712 | 0.1808 | 0.1808 | 0.0904 | 0.0452
Office_Classroom_Medium_EQUIP_2010_SPEED | Equipment |  | WntrDsn | 2014-01-01 | 2014-12-31 | Constant | Hr 1: 0
Office_Classroom_Medium_EQUIP_2010_SPEED | Equipment |  | SmrDsn | 2014-01-01 | 2014-12-31 | Constant | bar: Hr 1
Office_Classroom_Medium_EQUIP_2010_SPEED | Equipment |  | Sun | 2014-01-01 | 2014-12-31 | Hourly | 0.23814 | 0.23814 | 0.23814 | 0.23814 | 0.23814 | 0.23814 | 0.28811 | 0.28811 | 0.28811 | 0.28811 | 0.28811 | 0.28811 | 0.28811 | 0.28811 | 0.28811 | 0.28811 | 0.28811 | 0.28811 | 0.23814 | 0.23814 | 0.23814 | 0.23814 | 0.23814 | 0.23814
Office_Classroom_Medium_EQUIP_2010_SPEED | Equipment |  | Sat | 2014-01-01 | 2014-12-31 | Hourly | 0.23814 | 0.23814 | 0.23814 | 0.23814 | 0.23814 | 0.23814 | 0.38414 | 0.38414 | 0.48018 | 0.48018 | 0.48018 | 0.48018 | 0.33613 | 0.33613 | 0.33613 | 0.33613 | 0.33613 | 0.28811 | 0.28811 | 0.23814 | 0.23814 | 0.23814 | 0.23814 | 0.23814
Office_Classroom_Medium_EQUIP_2010_SPEED | Equipment |  | Wkdy | 2014-01-01 | 2014-12-31 | Hourly | 0.31751 | 0.31751 | 0.31751 | 0.31751 | 0.31751 | 0.31751 | 0.38414 | 0.38414 | 0.86432 | 0.86432 | 0.86432 | 0.86432 | 0.76829 | 0.86432 | 0.86432 | 0.86432 | 0.86432 | 0.48018 | 0.38414 | 0.38414 | 0.38414 | 0.38414 | 0.38414 | 0.38414
Office_Classroom_Medium_INFIL_SPEED | Infiltration |  | WntrDsn | 2014-01-01 | 2014-12-31 | Constant | bar: Hr 1
Office_Classroom_Medium_INFIL_SPEED | Infiltration |  | SmrDsn | 2014-01-01 | 2014-12-31 | Constant | bar: Hr 1
Office_Classroom_Medium_INFIL_SPEED | Infiltration |  | Sun | 2014-01-01 | 2014-12-31 | Hourly | bar: Hr 1 to Hr 24
Office_Classroom_Medium_INFIL_SPEED | Infiltration |  | Sat | 2014-01-01 | 2014-12-31 | Hourly | 1 | 1 | 1 | 1 | 1 | 1 | 1 | 1 | 0.25 | 0.25 | 0.25 | 0.25 | 0.25 | 0.25 | 0.25 | 0.25 | 0.25 | 1 | 1 | 1 | 1 | 1 | 1 | 1
Office_Classroom_Medium_INFIL_SPEED | Infiltration |  | Wkdy | 2014-01-01 | 2014-12-31 | Hourly | 1 | 1 | 1 | 1 | 1 | 1 | 0.25 | 0.25 | 0.25 | 0.25 | 0.25 | 0.25 | 0.25 | 0.25 | 0.25 | 0.25 | 0.25 | 0.25 | 0.25 | 0.25 | 0.25 | 0.25 | 1 | 1
Office_Classroom_Medium_ACTIVITY_SPEED | Activity | W | WntrDsn | 2014-01-01 | 2014-12-31 | Constant | Hr 1: 120
Office_Classroom_Medium_ACTIVITY_SPEED | Activity | W | SmrDsn | 2014-01-01 | 2014-12-31 | Constant | Hr 1: 120
Office_Classroom_Medium_ACTIVITY_SPEED | Activity | W | Sun | 2014-01-01 | 2014-12-31 | Constant | Hr 1: 120
Office_Classroom_Medium_ACTIVITY_SPEED | Activity | W | Sat | 2014-01-01 | 2014-12-31 | Constant | Hr 1: 120
Office_Classroom_Medium_ACTIVITY_SPEED | Activity | W | Wkdy | 2014-01-01 | 2014-12-31 | Constant | Hr 1: 120
Office_Classroom_Medium_OA_SPEED | OA Air |  | WntrDsn | 2014-01-01 | 2014-12-31 | Constant | bar: Hr 1
Office_Classroom_Medium_OA_SPEED | OA Air |  | SmrDsn | 2014-01-01 | 2014-12-31 | Constant | bar: Hr 1
Office_Classroom_Medium_OA_SPEED | OA Air |  | Sun | 2014-01-01 | 2014-12-31 | Hourly | 0 | 0 | 0 | 0 | 0 | 0 | 0 | 0 | 0 | 0 | 0 | 0 | 0 | 0 | 0 | 0 | 0 | 0 | 0 | 0 | 0 | 0 | 0 | 0
Office_Classroom_Medium_OA_SPEED | OA Air |  | Sat | 2014-01-01 | 2014-12-31 | Hourly | 0 | 0 | 0 | 0 | 0 | 0 | 1 | 1 | 1 | 1 | 1 | 1 | 1 | 1 | 1 | 1 | 1 | 0 | 0 | 0 | 0 | 0 | 0 | 0
Office_Classroom_Medium_OA_SPEED | OA Air |  | Wkdy | 2014-01-01 | 2014-12-31 | Hourly | 0 | 0 | 0 | 0 | 0 | 0 | 1 | 1 | 1 | 1 | 1 | 1 | 1 | 1 | 1 | 1 | 1 | 1 | 1 | 1 | 1 | 1 | 0 | 0
Office_PrivateOffice_Small_CLGSETP_SPEED | Thermostat Setpoint | C | WntrDsn | 2014-01-01 | 2014-12-31 | Constant | Hr 1: 23.9
Office_PrivateOffice_Small_CLGSETP_SPEED | Thermostat Setpoint | C | SmrDsn | 2014-01-01 | 2014-12-31 | Constant | Hr 1: 23.9
Office_PrivateOffice_Small_CLGSETP_SPEED | Thermostat Setpoint | C | Sun | 2014-01-01 | 2014-12-31 | Constant | Hr 1: 25.6
Office_PrivateOffice_Small_CLGSETP_SPEED | Thermostat Setpoint | C | Sat | 2014-01-01 | 2014-12-31 | Constant | Hr 1: 25.6
Office_PrivateOffice_Small_CLGSETP_SPEED | Thermostat Setpoint | C | Wkdy | 2014-01-01 | 2014-12-31 | Hourly | 25.6 | 25.6 | 25.6 | 25.6 | 25.6 | 25.6 | 23.9 | 23.9 | 23.9 | 23.9 | 23.9 | 23.9 | 23.9 | 23.9 | 23.9 | 23.9 | 23.9 | 23.9 | 23.9 | 23.9 | 23.9 | 23.9 | 25.6 | 25.6
Office_PrivateOffice_Small_HTGSETP_SPEED | Thermostat Setpoint | C | WntrDsn | 2014-01-01 | 2014-12-31 | Constant | Hr 1: 21.1
Office_PrivateOffice_Small_HTGSETP_SPEED | Thermostat Setpoint | C | SmrDsn | 2014-01-01 | 2014-12-31 | Constant | Hr 1: 21.1
Office_PrivateOffice_Small_HTGSETP_SPEED | Thermostat Setpoint | C | Sun | 2014-01-01 | 2014-12-31 | Constant | Hr 1: 19.4
Office_PrivateOffice_Small_HTGSETP_SPEED | Thermostat Setpoint | C | Sat | 2014-01-01 | 2014-12-31 | Constant | Hr 1: 19.4
Office_PrivateOffice_Small_HTGSETP_SPEED | Thermostat Setpoint | C | Wkdy | 2014-01-01 | 2014-12-31 | Hourly | 19.4 | 19.4 | 19.4 | 19.4 | 19.4 | 19.4 | 21.1 | 21.1 | 21.1 | 21.1 | 21.1 | 21.1 | 21.1 | 21.1 | 21.1 | 21.1 | 21.1 | 21.1 | 21.1 | 21.1 | 21.1 | 21.1 | 19.4 | 19.4
Office_PrivateOffice_Small_OCC_SPEED | Occupancy |  | WntrDsn | 2014-01-01 | 2014-12-31 | Constant | Hr 1: 0
Office_PrivateOffice_Small_OCC_SPEED | Occupancy |  | SmrDsn | 2014-01-01 | 2014-12-31 | Constant | bar: Hr 1
Office_PrivateOffice_Small_OCC_SPEED | Occupancy |  | Sun | 2014-01-01 | 2014-12-31 | Constant | Hr 1: 0
Office_PrivateOffice_Small_OCC_SPEED | Occupancy |  | Sat | 2014-01-01 | 2014-12-31 | Constant | Hr 1: 0
Office_PrivateOffice_Small_OCC_SPEED | Occupancy |  | Wkdy | 2014-01-01 | 2014-12-31 | Hourly | 0 | 0 | 0 | 0 | 0 | 0 | 0.11 | 0.21 | 1 | 1 | 1 | 1 | 0.53 | 1 | 1 | 1 | 1 | 0.32 | 0.11 | 0.11 | 0.11 | 0.11 | 0.05 | 0
Office_PrivateOffice_Small_LIGHT_2010_SPEED | Lighting |  | WntrDsn | 2014-01-01 | 2014-12-31 | Constant | Hr 1: 0
Office_PrivateOffice_Small_LIGHT_2010_SPEED | Lighting |  | SmrDsn | 2014-01-01 | 2014-12-31 | Constant | bar: Hr 1
Office_PrivateOffice_Small_LIGHT_2010_SPEED | Lighting |  | Sun | 2014-01-01 | 2014-12-31 | Constant | Hr 1: 0.18
Office_PrivateOffice_Small_LIGHT_2010_SPEED | Lighting |  | Sat | 2014-01-01 | 2014-12-31 | Constant | Hr 1: 0.18
Office_PrivateOffice_Small_LIGHT_2010_SPEED | Lighting |  | Wkdy | 2014-01-01 | 2014-12-31 | Hourly | 0.18 | 0.18 | 0.18 | 0.18 | 0.18 | 0.23 | 0.18706 | 0.34159 | 0.73197 | 0.73197 | 0.73197 | 0.73197 | 0.65064 | 0.65064 | 0.65064 | 0.65064 | 0.73197 | 0.49611 | 0.34159 | 0.34159 | 0.26026 | 0.26026 | 0.18706 | 0.18
Office_PrivateOffice_Small_EQUIP_2010_SPEED | Equipment |  | WntrDsn | 2014-01-01 | 2014-12-31 | Constant | Hr 1: 0
Office_PrivateOffice_Small_EQUIP_2010_SPEED | Equipment |  | SmrDsn | 2014-01-01 | 2014-12-31 | Constant | bar: Hr 1
Office_PrivateOffice_Small_EQUIP_2010_SPEED | Equipment |  | Sun | 2014-01-01 | 2014-12-31 | Constant | Hr 1: 0.2
Office_PrivateOffice_Small_EQUIP_2010_SPEED | Equipment |  | Sat | 2014-01-01 | 2014-12-31 | Constant | Hr 1: 0.2
Office_PrivateOffice_Small_EQUIP_2010_SPEED | Equipment |  | Wkdy | 2014-01-01 | 2014-12-31 | Hourly | 0.42575 | 0.42575 | 0.42575 | 0.42575 | 0.42575 | 0.42575 | 0.48468 | 0.48468 | 0.96935 | 0.96935 | 0.96935 | 0.96935 | 0.91119 | 0.96935 | 0.96935 | 0.96935 | 0.96935 | 0.48468 | 0.19387 | 0.19387 | 0.19387 | 0.19387 | 0.19387 | 0.1703
Office_PrivateOffice_Small_INFIL_SPEED | Infiltration |  | WntrDsn | 2014-01-01 | 2014-12-31 | Constant | bar: Hr 1
Office_PrivateOffice_Small_INFIL_SPEED | Infiltration |  | SmrDsn | 2014-01-01 | 2014-12-31 | Constant | bar: Hr 1
Office_PrivateOffice_Small_INFIL_SPEED | Infiltration |  | Sun | 2014-01-01 | 2014-12-31 | Constant | bar: Hr 1
Office_PrivateOffice_Small_INFIL_SPEED | Infiltration |  | Sat | 2014-01-01 | 2014-12-31 | Constant | bar: Hr 1
Office_PrivateOffice_Small_INFIL_SPEED | Infiltration |  | Wkdy | 2014-01-01 | 2014-12-31 | Hourly | 1 | 1 | 1 | 1 | 1 | 1 | 0.25 | 0.25 | 0.25 | 0.25 | 0.25 | 0.25 | 0.25 | 0.25 | 0.25 | 0.25 | 0.25 | 0.25 | 0.25 | 0.25 | 0.25 | 0.25 | 1 | 1
Office_PrivateOffice_Small_ACTIVITY_SPEED | Activity | W | WntrDsn | 2014-01-01 | 2014-12-31 | Constant | Hr 1: 120
Office_PrivateOffice_Small_ACTIVITY_SPEED | Activity | W | SmrDsn | 2014-01-01 | 2014-12-31 | Constant | Hr 1: 120
Office_PrivateOffice_Small_ACTIVITY_SPEED | Activity | W | Sun | 2014-01-01 | 2014-12-31 | Constant | Hr 1: 120
Office_PrivateOffice_Small_ACTIVITY_SPEED | Activity | W | Sat | 2014-01-01 | 2014-12-31 | Constant | Hr 1: 120
Office_PrivateOffice_Small_ACTIVITY_SPEED | Activity | W | Wkdy | 2014-01-01 | 2014-12-31 | Constant | Hr 1: 120
Office_PrivateOffice_Small_OA_SPEED | OA Air |  | WntrDsn | 2014-01-01 | 2014-12-31 | Constant | bar: Hr 1
Office_PrivateOffice_Small_OA_SPEED | OA Air |  | SmrDsn | 2014-01-01 | 2014-12-31 | Constant | bar: Hr 1
Office_PrivateOffice_Small_OA_SPEED | OA Air |  | Sun | 2014-01-01 | 2014-12-31 | Constant | Hr 1: 0
Office_PrivateOffice_Small_OA_SPEED | OA Air |  | Sat | 2014-01-01 | 2014-12-31 | Constant | Hr 1: 0
Office_PrivateOffice_Small_OA_SPEED | OA Air |  | Wkdy | 2014-01-01 | 2014-12-31 | Hourly | 0 | 0 | 0 | 0 | 0 | 0 | 1 | 1 | 1 | 1 | 1 | 1 | 1 | 1 | 1 | 1 | 1 | 1 | 1 | 1 | 1 | 1 | 0 | 0
Office_OpenOffice_Small_CLGSETP_SPEED | Thermostat Setpoint | C | WntrDsn | 2014-01-01 | 2014-12-31 | Constant | Hr 1: 23.9
Office_OpenOffice_Small_CLGSETP_SPEED | Thermostat Setpoint | C | SmrDsn | 2014-01-01 | 2014-12-31 | Constant | Hr 1: 23.9
Office_OpenOffice_Small_CLGSETP_SPEED | Thermostat Setpoint | C | Sun | 2014-01-01 | 2014-12-31 | Constant | Hr 1: 25.6
Office_OpenOffice_Small_CLGSETP_SPEED | Thermostat Setpoint | C | Sat | 2014-01-01 | 2014-12-31 | Constant | Hr 1: 25.6
Office_OpenOffice_Small_CLGSETP_SPEED | Thermostat Setpoint | C | Wkdy | 2014-01-01 | 2014-12-31 | Hourly | 25.6 | 25.6 | 25.6 | 25.6 | 25.6 | 25.6 | 23.9 | 23.9 | 23.9 | 23.9 | 23.9 | 23.9 | 23.9 | 23.9 | 23.9 | 23.9 | 23.9 | 23.9 | 23.9 | 23.9 | 23.9 | 23.9 | 25.6 | 25.6
Office_OpenOffice_Small_HTGSETP_SPEED | Thermostat Setpoint | C | WntrDsn | 2014-01-01 | 2014-12-31 | Constant | Hr 1: 21.1
Office_OpenOffice_Small_HTGSETP_SPEED | Thermostat Setpoint | C | SmrDsn | 2014-01-01 | 2014-12-31 | Constant | Hr 1: 21.1
Office_OpenOffice_Small_HTGSETP_SPEED | Thermostat Setpoint | C | Sun | 2014-01-01 | 2014-12-31 | Constant | Hr 1: 19.4
Office_OpenOffice_Small_HTGSETP_SPEED | Thermostat Setpoint | C | Sat | 2014-01-01 | 2014-12-31 | Constant | Hr 1: 19.4
Office_OpenOffice_Small_HTGSETP_SPEED | Thermostat Setpoint | C | Wkdy | 2014-01-01 | 2014-12-31 | Hourly | 19.4 | 19.4 | 19.4 | 19.4 | 19.4 | 19.4 | 21.1 | 21.1 | 21.1 | 21.1 | 21.1 | 21.1 | 21.1 | 21.1 | 21.1 | 21.1 | 21.1 | 21.1 | 21.1 | 21.1 | 21.1 | 21.1 | 19.4 | 19.4
Office_OpenOffice_Small_OCC_SPEED | Occupancy |  | WntrDsn | 2014-01-01 | 2014-12-31 | Constant | Hr 1: 0
Office_OpenOffice_Small_OCC_SPEED | Occupancy |  | SmrDsn | 2014-01-01 | 2014-12-31 | Constant | bar: Hr 1
Office_OpenOffice_Small_OCC_SPEED | Occupancy |  | Sun | 2014-01-01 | 2014-12-31 | Constant | Hr 1: 0
Office_OpenOffice_Small_OCC_SPEED | Occupancy |  | Sat | 2014-01-01 | 2014-12-31 | Constant | Hr 1: 0
Office_OpenOffice_Small_OCC_SPEED | Occupancy |  | Wkdy | 2014-01-01 | 2014-12-31 | Hourly | 0 | 0 | 0 | 0 | 0 | 0 | 0.11 | 0.21 | 1 | 1 | 1 | 1 | 0.53 | 1 | 1 | 1 | 1 | 0.32 | 0.11 | 0.11 | 0.11 | 0.11 | 0.05 | 0
Office_OpenOffice_Small_LIGHT_2010_SPEED | Lighting |  | WntrDsn | 2014-01-01 | 2014-12-31 | Constant | Hr 1: 0
Office_OpenOffice_Small_LIGHT_2010_SPEED | Lighting |  | SmrDsn | 2014-01-01 | 2014-12-31 | Constant | bar: Hr 1
Office_OpenOffice_Small_LIGHT_2010_SPEED | Lighting |  | Sun | 2014-01-01 | 2014-12-31 | Constant | Hr 1: 0.18
Office_OpenOffice_Small_LIGHT_2010_SPEED | Lighting |  | Sat | 2014-01-01 | 2014-12-31 | Constant | Hr 1: 0.18
Office_OpenOffice_Small_LIGHT_2010_SPEED | Lighting |  | Wkdy | 2014-01-01 | 2014-12-31 | Hourly | 0.18 | 0.18 | 0.18 | 0.18 | 0.18 | 0.23 | 0.18706 | 0.34159 | 0.73197 | 0.73197 | 0.73197 | 0.73197 | 0.65064 | 0.65064 | 0.65064 | 0.65064 | 0.73197 | 0.49611 | 0.34159 | 0.34159 | 0.26026 | 0.26026 | 0.18706 | 0.18
Office_OpenOffice_Small_EQUIP_2010_SPEED | Equipment |  | WntrDsn | 2014-01-01 | 2014-12-31 | Constant | Hr 1: 0
Office_OpenOffice_Small_EQUIP_2010_SPEED | Equipment |  | SmrDsn | 2014-01-01 | 2014-12-31 | Constant | bar: Hr 1
Office_OpenOffice_Small_EQUIP_2010_SPEED | Equipment |  | Sun | 2014-01-01 | 2014-12-31 | Constant | Hr 1: 0.2
Office_OpenOffice_Small_EQUIP_2010_SPEED | Equipment |  | Sat | 2014-01-01 | 2014-12-31 | Constant | Hr 1: 0.2
Office_OpenOffice_Small_EQUIP_2010_SPEED | Equipment |  | Wkdy | 2014-01-01 | 2014-12-31 | Hourly | 0.42575 | 0.42575 | 0.42575 | 0.42575 | 0.42575 | 0.42575 | 0.48468 | 0.48468 | 0.96935 | 0.96935 | 0.96935 | 0.96935 | 0.91119 | 0.96935 | 0.96935 | 0.96935 | 0.96935 | 0.48468 | 0.19387 | 0.19387 | 0.19387 | 0.19387 | 0.19387 | 0.1703
Office_OpenOffice_Small_INFIL_SPEED | Infiltration |  | WntrDsn | 2014-01-01 | 2014-12-31 | Constant | bar: Hr 1
Office_OpenOffice_Small_INFIL_SPEED | Infiltration |  | SmrDsn | 2014-01-01 | 2014-12-31 | Constant | bar: Hr 1
Office_OpenOffice_Small_INFIL_SPEED | Infiltration |  | Sun | 2014-01-01 | 2014-12-31 | Constant | bar: Hr 1
Office_OpenOffice_Small_INFIL_SPEED | Infiltration |  | Sat | 2014-01-01 | 2014-12-31 | Constant | bar: Hr 1
Office_OpenOffice_Small_INFIL_SPEED | Infiltration |  | Wkdy | 2014-01-01 | 2014-12-31 | Hourly | 1 | 1 | 1 | 1 | 1 | 1 | 0.25 | 0.25 | 0.25 | 0.25 | 0.25 | 0.25 | 0.25 | 0.25 | 0.25 | 0.25 | 0.25 | 0.25 | 0.25 | 0.25 | 0.25 | 0.25 | 1 | 1
Office_OpenOffice_Small_ACTIVITY_SPEED | Activity | W | WntrDsn | 2014-01-01 | 2014-12-31 | Constant | Hr 1: 120
Office_OpenOffice_Small_ACTIVITY_SPEED | Activity | W | SmrDsn | 2014-01-01 | 2014-12-31 | Constant | Hr 1: 120
Office_OpenOffice_Small_ACTIVITY_SPEED | Activity | W | Sun | 2014-01-01 | 2014-12-31 | Constant | Hr 1: 120
Office_OpenOffice_Small_ACTIVITY_SPEED | Activity | W | Sat | 2014-01-01 | 2014-12-31 | Constant | Hr 1: 120
Office_OpenOffice_Small_ACTIVITY_SPEED | Activity | W | Wkdy | 2014-01-01 | 2014-12-31 | Constant | Hr 1: 120
Office_OpenOffice_Small_OA_SPEED | OA Air |  | WntrDsn | 2014-01-01 | 2014-12-31 | Constant | bar: Hr 1
Office_OpenOffice_Small_OA_SPEED | OA Air |  | SmrDsn | 2014-01-01 | 2014-12-31 | Constant | bar: Hr 1
Office_OpenOffice_Small_OA_SPEED | OA Air |  | Sun | 2014-01-01 | 2014-12-31 | Constant | Hr 1: 0
Office_OpenOffice_Small_OA_SPEED | OA Air |  | Sat | 2014-01-01 | 2014-12-31 | Constant | Hr 1: 0
Office_OpenOffice_Small_OA_SPEED | OA Air |  | Wkdy | 2014-01-01 | 2014-12-31 | Hourly | 0 | 0 | 0 | 0 | 0 | 0 | 1 | 1 | 1 | 1 | 1 | 1 | 1 | 1 | 1 | 1 | 1 | 1 | 1 | 1 | 1 | 1 | 0 | 0