## Schedules
Day Type choices: Default, Wkdy ¦ Default, Wknd, Mon, Tue, Wed, Thu, Fri, Sat, Sun, WntrDsn, SmrDsn, Hol
Name | Category | Units | Day Types | Start Date | End Date | Type | Hr 1 | Hr 2 | Hr 3 | Hr 4 | Hr 5 | Hr 6 | Hr 7 | Hr 8 | Hr 9 | Hr 10 | Hr 11 | Hr 12 | Hr 13 | Hr 14 | Hr 15 | Hr 16 | Hr 17 | Hr 18 | Hr 19 | Hr 20 | Hr 21 | Hr 22 | Hr 23 | Hr 24
Office_PrivateOffice_Large_CLGSETP_SPEED | Thermostat Setpoint | C | WntrDsn | 2014-01-01 | 2014-12-31 | Constant | Hr 1: 23.9
Office_PrivateOffice_Large_CLGSETP_SPEED | Thermostat Setpoint | C | SmrDsn | 2014-01-01 | 2014-12-31 | Constant | Hr 1: 23.9
Office_PrivateOffice_Large_CLGSETP_SPEED | Thermostat Setpoint | C | Sun | 2014-01-01 | 2014-12-31 | Hourly | 25.6 | 25.6 | 25.6 | 25.6 | 25.6 | 25.6 | 25.6 | 25.6 | 25.6 | 25.6 | 25.6 | 25.6 | 25.6 | 25.6 | 25.6 | 25.6 | 25.6 | 25.6 | 25.6 | 25.6 | 25.6 | 25.6 | 25.6 | 25.6
Office_PrivateOffice_Large_CLGSETP_SPEED | Thermostat Setpoint | C | Sat | 2014-01-01 | 2014-12-31 | Hourly | 25.6 | 25.6 | 25.6 | 25.6 | 25.6 | 25.6 | 23.9 | 23.9 | 23.9 | 23.9 | 23.9 | 23.9 | 23.9 | 23.9 | 23.9 | 23.9 | 23.9 | 25.6 | 25.6 | 25.6 | 25.6 | 25.6 | 25.6 | 25.6
Office_PrivateOffice_Large_CLGSETP_SPEED | Thermostat Setpoint | C | Wkdy ¦ Default | 2014-01-01 | 2014-12-31 | Hourly | 25.6 | 25.6 | 25.6 | 25.6 | 25.6 | 25.6 | 23.9 | 23.9 | 23.9 | 23.9 | 23.9 | 23.9 | 23.9 | 23.9 | 23.9 | 23.9 | 23.9 | 23.9 | 23.9 | 23.9 | 23.9 | 23.9 | 25.6 | 25.6
Office_PrivateOffice_Large_HTGSETP_SPEED | Thermostat Setpoint | C | WntrDsn | 2014-01-01 | 2014-12-31 | Constant | Hr 1: 21.1
Office_PrivateOffice_Large_HTGSETP_SPEED | Thermostat Setpoint | C | SmrDsn | 2014-01-01 | 2014-12-31 | Constant | Hr 1: 21.1
Office_PrivateOffice_Large_HTGSETP_SPEED | Thermostat Setpoint | C | Sun | 2014-01-01 | 2014-12-31 | Hourly | 19.4 | 19.4 | 19.4 | 19.4 | 19.4 | 19.4 | 19.4 | 19.4 | 19.4 | 19.4 | 19.4 | 19.4 | 19.4 | 19.4 | 19.4 | 19.4 | 19.4 | 19.4 | 19.4 | 19.4 | 19.4 | 19.4 | 19.4 | 19.4
Office_PrivateOffice_Large_HTGSETP_SPEED | Thermostat Setpoint | C | Sat | 2014-01-01 | 2014-12-31 | Hourly | 19.4 | 19.4 | 19.4 | 19.4 | 19.4 | 19.4 | 21.1 | 21.1 | 21.1 | 21.1 | 21.1 | 21.1 | 21.1 | 21.1 | 21.1 | 21.1 | 21.1 | 19.4 | 19.4 | 19.4 | 19.4 | 19.4 | 19.4 | 19.4
Office_PrivateOffice_Large_HTGSETP_SPEED | Thermostat Setpoint | C | Wkdy ¦ Default | 2014-01-01 | 2014-12-31 | Hourly | 19.4 | 19.4 | 19.4 | 19.4 | 19.4 | 19.4 | 21.1 | 21.1 | 21.1 | 21.1 | 21.1 | 21.1 | 21.1 | 21.1 | 21.1 | 21.1 | 21.1 | 21.1 | 21.1 | 21.1 | 21.1 | 21.1 | 19.4 | 19.4
Office_PrivateOffice_Large_OCC_SPEED | Occupancy |  | WntrDsn | 2014-01-01 | 2014-12-31 | Constant | Hr 1: 0
Office_PrivateOffice_Large_OCC_SPEED | Occupancy |  | SmrDsn | 2014-01-01 | 2014-12-31 | Constant | bar: Hr 1
Office_PrivateOffice_Large_OCC_SPEED | Occupancy |  | Sun | 2014-01-01 | 2014-12-31 | Hourly | 0 | 0 | 0 | 0 | 0 | 0 | 0.05 | 0.05 | 0.05 | 0.05 | 0.05 | 0.05 | 0.05 | 0.05 | 0.05 | 0.05 | 0.05 | 0.05 | 0 | 0 | 0 | 0 | 0 | 0
Office_PrivateOffice_Large_OCC_SPEED | Occupancy |  | Sat | 2014-01-01 | 2014-12-31 | Hourly | 0 | 0 | 0 | 0 | 0 | 0 | 0.1 | 0.1 | 0.3 | 0.3 | 0.3 | 0.3 | 0.1 | 0.1 | 0.1 | 0.1 | 0.1 | 0.05 | 0.05 | 0 | 0 | 0 | 0 | 0
Office_PrivateOffice_Large_OCC_SPEED | Occupancy |  | Wkdy ¦ Default | 2014-01-01 | 2014-12-31 | Hourly | 0 | 0 | 0 | 0 | 0 | 0 | 0.1 | 0.2 | 0.95 | 0.95 | 0.95 | 0.95 | 0.5 | 0.95 | 0.95 | 0.95 | 0.95 | 0.3 | 0.1 | 0.1 | 0.1 | 0.1 | 0.05 | 0.05
Office_PrivateOffice_Large_LIGHT_2007_SPEED | Lighting |  | WntrDsn | 2014-01-01 | 2014-12-31 | Constant | Hr 1: 0
Office_PrivateOffice_Large_LIGHT_2007_SPEED | Lighting |  | SmrDsn | 2014-01-01 | 2014-12-31 | Constant | bar: Hr 1
Office_PrivateOffice_Large_LIGHT_2007_SPEED | Lighting |  | Sun | 2014-01-01 | 2014-12-31 | Constant | Hr 1: 0.05
Office_PrivateOffice_Large_LIGHT_2007_SPEED | Lighting |  | Sat | 2014-01-01 | 2014-12-31 | Hourly | 0.05 | 0.05 | 0.05 | 0.05 | 0.05 | 0.05 | 0.1 | 0.1 | 0.3 | 0.3 | 0.3 | 0.3 | 0.15 | 0.15 | 0.15 | 0.15 | 0.15 | 0.05 | 0.05 | 0.05 | 0.05 | 0.05 | 0.05 | 0.05
Office_PrivateOffice_Large_LIGHT_2007_SPEED | Lighting |  | Wkdy ¦ Default | 2014-01-01 | 2014-12-31 | Hourly | 0.05 | 0.05 | 0.05 | 0.05 | 0.05 | 0.05 | 0.1 | 0.3 | 0.9 | 0.9 | 0.9 | 0.9 | 0.9 | 0.9 | 0.9 | 0.9 | 0.9 | 0.5 | 0.3 | 0.3 | 0.2 | 0.2 | 0.1 | 0.05
Office_PrivateOffice_Large_EQUIP_2007_SPEED | Equipment |  | WntrDsn | 2014-01-01 | 2014-12-31 | Constant | Hr 1: 0
Office_PrivateOffice_Large_EQUIP_2007_SPEED | Equipment |  | SmrDsn | 2014-01-01 | 2014-12-31 | Constant | bar: Hr 1
Office_PrivateOffice_Large_EQUIP_2007_SPEED | Equipment |  | Sun | 2014-01-01 | 2014-12-31 | Constant | Hr 1: 0.3
Office_PrivateOffice_Large_EQUIP_2007_SPEED | Equipment |  | Sat | 2014-01-01 | 2014-12-31 | Hourly | 0.3 | 0.3 | 0.3 | 0.3 | 0.3 | 0.3 | 0.4 | 0.4 | 0.5 | 0.5 | 0.5 | 0.5 | 0.35 | 0.35 | 0.35 | 0.35 | 0.35 | 0.3 | 0.3 | 0.3 | 0.3 | 0.3 | 0.3 | 0.3
Office_PrivateOffice_Large_EQUIP_2007_SPEED | Equipment |  | Wkdy ¦ Default | 2014-01-01 | 2014-12-31 | Hourly | 0.4 | 0.4 | 0.4 | 0.4 | 0.4 | 0.4 | 0.4 | 0.4 | 0.9 | 0.9 | 0.9 | 0.9 | 0.8 | 0.9 | 0.9 | 0.9 | 0.9 | 0.5 | 0.4 | 0.4 | 0.4 | 0.4 | 0.4 | 0.4
Office_PrivateOffice_Large_LIGHT_2010_SPEED | Lighting |  | WntrDsn | 2014-01-01 | 2014-12-31 | Constant | Hr 1: 0
Office_PrivateOffice_Large_LIGHT_2010_SPEED | Lighting |  | SmrDsn | 2014-01-01 | 2014-12-31 | Constant | bar: Hr 1
Office_PrivateOffice_Large_LIGHT_2010_SPEED | Lighting |  | Sun | 2014-01-01 | 2014-12-31 | Constant | Hr 1: 0.05
Office_PrivateOffice_Large_LIGHT_2010_SPEED | Lighting |  | Sat | 2014-01-01 | 2014-12-31 | Hourly | 0.05 | 0.05 | 0.05 | 0.05 | 0.05 | 0.05 | 0.09238 | 0.09238 | 0.27714 | 0.27714 | 0.27714 | 0.27714 | 0.13857 | 0.13857 | 0.13857 | 0.13857 | 0.13857 | 0.04619 | 0.04619 | 0.05 | 0.05 | 0.05 | 0.05 | 0.05
Office_PrivateOffice_Large_LIGHT_2010_SPEED | Lighting |  | Wkdy ¦ Default | 2014-01-01 | 2014-12-31 | Hourly | 0.05 | 0.05 | 0.05 | 0.05 | 0.05 | 0.1 | 0.09238 | 0.27714 | 0.83142 | 0.83142 | 0.83142 | 0.83142 | 0.83142 | 0.83142 | 0.83142 | 0.83142 | 0.83142 | 0.4619 | 0.27714 | 0.27714 | 0.18476 | 0.18476 | 0.09238 | 0.04619
Office_PrivateOffice_Large_EQUIP_2010_SPEED | Equipment |  | WntrDsn | 2014-01-01 | 2014-12-31 | Constant | Hr 1: 0
Office_PrivateOffice_Large_EQUIP_2010_SPEED | Equipment |  | SmrDsn | 2014-01-01 | 2014-12-31 | Constant | bar: Hr 1
Office_PrivateOffice_Large_EQUIP_2010_SPEED | Equipment |  | Sun | 2014-01-01 | 2014-12-31 | Hourly | 0.3 | 0.3 | 0.3 | 0.3 | 0.3 | 0.3 | 0.3 | 0.3 | 0.3 | 0.3 | 0.3 | 0.3 | 0.3 | 0.3 | 0.3 | 0.3 | 0.3 | 0.3 | 0.3 | 0.3 | 0.3 | 0.3 | 0.3 | 0.3
Office_PrivateOffice_Large_EQUIP_2010_SPEED | Equipment |  | Sat | 2014-01-01 | 2014-12-31 | Hourly | 0.3 | 0.3 | 0.3 | 0.3 | 0.3 | 0.3 | 0.4 | 0.4 | 0.5 | 0.5 | 0.5 | 0.5 | 0.35 | 0.35 | 0.35 | 0.35 | 0.35 | 0.3 | 0.3 | 0.3 | 0.3 | 0.3 | 0.3 | 0.3
Office_PrivateOffice_Large_EQUIP_2010_SPEED | Equipment |  | Wkdy ¦ Default | 2014-01-01 | 2014-12-31 | Hourly | 0.4 | 0.4 | 0.4 | 0.4 | 0.4 | 0.4 | 0.4 | 0.4 | 0.9 | 0.9 | 0.9 | 0.9 | 0.8 | 0.9 | 0.9 | 0.9 | 0.9 | 0.5 | 0.4 | 0.4 | 0.4 | 0.4 | 0.4 | 0.4
Office_PrivateOffice_Large_LIGHT_2013_SPEED | Lighting |  | WntrDsn | 2014-01-01 | 2014-12-31 | Constant | Hr 1: 0
Office_PrivateOffice_Large_LIGHT_2013_SPEED | Lighting |  | SmrDsn | 2014-01-01 | 2014-12-31 | Constant | bar: Hr 1
Office_PrivateOffice_Large_LIGHT_2013_SPEED | Lighting |  | Sun | 2014-01-01 | 2014-12-31 | Hourly | 0.05 | 0.05 | 0.05 | 0.05 | 0.05 | 0.04528 | 0.04528 | 0.04528 | 0.04528 | 0.04528 | 0.04528 | 0.04528 | 0.04528 | 0.04528 | 0.04528 | 0.04528 | 0.04528 | 0.04528 | 0.05 | 0.05 | 0.05 | 0.05 | 0.05 | 0.05
Office_PrivateOffice_Large_LIGHT_2013_SPEED | Lighting |  | Sat | 2014-01-01 | 2014-12-31 | Hourly | 0.05 | 0.05 | 0.05 | 0.05 | 0.05 | 0.05 | 0.09056 | 0.09056 | 0.27168 | 0.27168 | 0.27168 | 0.27168 | 0.13584 | 0.13584 | 0.13584 | 0.13584 | 0.13584 | 0.04528 | 0.04528 | 0.05 | 0.05 | 0.05 | 0.05 | 0.05
Office_PrivateOffice_Large_LIGHT_2013_SPEED | Lighting |  | Wkdy ¦ Default | 2014-01-01 | 2014-12-31 | Hourly | 0.05 | 0.05 | 0.05 | 0.05 | 0.05 | 0.1 | 0.09056 | 0.27168 | 0.81504 | 0.81504 | 0.81504 | 0.81504 | 0.81504 | 0.81504 | 0.81504 | 0.81504 | 0.81504 | 0.4528 | 0.27168 | 0.27168 | 0.18112 | 0.18112 | 0.09056 | 0.04528
Office_PrivateOffice_Large_EQUIP_2013_SPEED | Equipment |  | WntrDsn | 2014-01-01 | 2014-12-31 | Constant | Hr 1: 0
Office_PrivateOffice_Large_EQUIP_2013_SPEED | Equipment |  | SmrDsn | 2014-01-01 | 2014-12-31 | Constant | bar: Hr 1
Office_PrivateOffice_Large_EQUIP_2013_SPEED | Equipment |  | Sun | 2014-01-01 | 2014-12-31 | Hourly | 0.22108 | 0.22108 | 0.22108 | 0.22108 | 0.22108 | 0.22108 | 0.28474 | 0.28474 | 0.28474 | 0.28474 | 0.28474 | 0.28474 | 0.28474 | 0.28474 | 0.28474 | 0.28474 | 0.28474 | 0.28474 | 0.22108 | 0.22108 | 0.22108 | 0.22108 | 0.22108 | 0.22108
Office_PrivateOffice_Large_EQUIP_2013_SPEED | Equipment |  | Sat | 2014-01-01 | 2014-12-31 | Hourly | 0.22108 | 0.22108 | 0.22108 | 0.22108 | 0.22108 | 0.22108 | 0.37966 | 0.37966 | 0.47457 | 0.47457 | 0.47457 | 0.47457 | 0.3322 | 0.3322 | 0.3322 | 0.3322 | 0.3322 | 0.28474 | 0.28474 | 0.22108 | 0.22108 | 0.22108 | 0.22108 | 0.22108
Office_PrivateOffice_Large_EQUIP_2013_SPEED | Equipment |  | Wkdy ¦ Default | 2014-01-01 | 2014-12-31 | Hourly | 0.29478 | 0.29478 | 0.29478 | 0.29478 | 0.29478 | 0.29478 | 0.37966 | 0.37966 | 0.85423 | 0.85423 | 0.85423 | 0.85423 | 0.75931 | 0.85423 | 0.85423 | 0.85423 | 0.85423 | 0.47457 | 0.37966 | 0.37966 | 0.37966 | 0.37966 | 0.37966 | 0.37966
Office_PrivateOffice_Large_INFIL_SPEED | Infiltration |  | WntrDsn | 2014-01-01 | 2014-12-31 | Constant | bar: Hr 1
Office_PrivateOffice_Large_INFIL_SPEED | Infiltration |  | SmrDsn | 2014-01-01 | 2014-12-31 | Constant | bar: Hr 1
Office_PrivateOffice_Large_INFIL_SPEED | Infiltration |  | Sun | 2014-01-01 | 2014-12-31 | Hourly | bar: Hr 1 to Hr 24
Office_PrivateOffice_Large_INFIL_SPEED | Infiltration |  | Sat | 2014-01-01 | 2014-12-31 | Hourly | 1 | 1 | 1 | 1 | 1 | 1 | 0.5 | 0.5 | 0.5 | 0.5 | 0.5 | 0.5 | 0.5 | 0.5 | 0.5 | 0.5 | 0.5 | 1 | 1 | 1 | 1 | 1 | 1 | 1
Office_PrivateOffice_Large_INFIL_SPEED | Infiltration |  | Wkdy ¦ Default | 2014-01-01 | 2014-12-31 | Hourly | 1 | 1 | 1 | 1 | 1 | 1 | 0.5 | 0.5 | 0.5 | 0.5 | 0.5 | 0.5 | 0.5 | 0.5 | 0.5 | 0.5 | 0.5 | 0.5 | 0.5 | 0.5 | 0.5 | 0.5 | 1 | 1
Office_PrivateOffice_Large_ACTIVITY_SPEED | Activity | W | WntrDsn | 2014-01-01 | 2014-12-31 | Constant | Hr 1: 120
Office_PrivateOffice_Large_ACTIVITY_SPEED | Activity | W | SmrDsn | 2014-01-01 | 2014-12-31 | Constant | Hr 1: 120
Office_PrivateOffice_Large_ACTIVITY_SPEED | Activity | W | Sun | 2014-01-01 | 2014-12-31 | Constant | Hr 1: 120
Office_PrivateOffice_Large_ACTIVITY_SPEED | Activity | W | Sat | 2014-01-01 | 2014-12-31 | Constant | Hr 1: 120
Office_PrivateOffice_Large_ACTIVITY_SPEED | Activity | W | Wkdy ¦ Default | 2014-01-01 | 2014-12-31 | Constant | Hr 1: 120
Office_PrivateOffice_Large_OA_SPEED | OA Air |  | WntrDsn | 2014-01-01 | 2014-12-31 | Constant | bar: Hr 1
Office_PrivateOffice_Large_OA_SPEED | OA Air |  | SmrDsn | 2014-01-01 | 2014-12-31 | Constant | bar: Hr 1
Office_PrivateOffice_Large_OA_SPEED | OA Air |  | Sun | 2014-01-01 | 2014-12-31 | Hourly | 0 | 0 | 0 | 0 | 0 | 0 | 0 | 0 | 0 | 0 | 0 | 0 | 0 | 0 | 0 | 0 | 0 | 0 | 0 | 0 | 0 | 0 | 0 | 0
Office_PrivateOffice_Large_OA_SPEED | OA Air |  | Sat | 2014-01-01 | 2014-12-31 | Hourly | 0 | 0 | 0 | 0 | 0 | 0 | 1 | 1 | 1 | 1 | 1 | 1 | 1 | 1 | 1 | 1 | 1 | 0 | 0 | 0 | 0 | 0 | 0 | 0
Office_PrivateOffice_Large_OA_SPEED | OA Air |  | Wkdy ¦ Default | 2014-01-01 | 2014-12-31 | Hourly | 0 | 0 | 0 | 0 | 0 | 0 | 1 | 1 | 1 | 1 | 1 | 1 | 1 | 1 | 1 | 1 | 1 | 1 | 1 | 1 | 1 | 1 | 0 | 0
Office_OpenOffice_Large_CLGSETP_SPEED | Thermostat Setpoint | C | WntrDsn | 2014-01-01 | 2014-12-31 | Constant | Hr 1: 23.9
Office_OpenOffice_Large_CLGSETP_SPEED | Thermostat Setpoint | C | SmrDsn | 2014-01-01 | 2014-12-31 | Constant | Hr 1: 23.9
Office_OpenOffice_Large_CLGSETP_SPEED | Thermostat Setpoint | C | Sun | 2014-01-01 | 2014-12-31 | Hourly | 25.6 | 25.6 | 25.6 | 25.6 | 25.6 | 25.6 | 25.6 | 25.6 | 25.6 | 25.6 | 25.6 | 25.6 | 25.6 | 25.6 | 25.6 | 25.6 | 25.6 | 25.6 | 25.6 | 25.6 | 25.6 | 25.6 | 25.6 | 25.6
Office_OpenOffice_Large_CLGSETP_SPEED | Thermostat Setpoint | C | Sat | 2014-01-01 | 2014-12-31 | Hourly | 25.6 | 25.6 | 25.6 | 25.6 | 25.6 | 25.6 | 23.9 | 23.9 | 23.9 | 23.9 | 23.9 | 23.9 | 23.9 | 23.9 | 23.9 | 23.9 | 23.9 | 25.6 | 25.6 | 25.6 | 25.6 | 25.6 | 25.6 | 25.6
Office_OpenOffice_Large_CLGSETP_SPEED | Thermostat Setpoint | C | Wkdy ¦ Default | 2014-01-01 | 2014-12-31 | Hourly | 25.6 | 25.6 | 25.6 | 25.6 | 25.6 | 25.6 | 23.9 | 23.9 | 23.9 | 23.9 | 23.9 | 23.9 | 23.9 | 23.9 | 23.9 | 23.9 | 23.9 | 23.9 | 23.9 | 23.9 | 23.9 | 23.9 | 25.6 | 25.6
Office_OpenOffice_Large_HTGSETP_SPEED | Thermostat Setpoint | C | WntrDsn | 2014-01-01 | 2014-12-31 | Constant | Hr 1: 21.1
Office_OpenOffice_Large_HTGSETP_SPEED | Thermostat Setpoint | C | SmrDsn | 2014-01-01 | 2014-12-31 | Constant | Hr 1: 21.1
Office_OpenOffice_Large_HTGSETP_SPEED | Thermostat Setpoint | C | Sun | 2014-01-01 | 2014-12-31 | Hourly | 19.4 | 19.4 | 19.4 | 19.4 | 19.4 | 19.4 | 19.4 | 19.4 | 19.4 | 19.4 | 19.4 | 19.4 | 19.4 | 19.4 | 19.4 | 19.4 | 19.4 | 19.4 | 19.4 | 19.4 | 19.4 | 19.4 | 19.4 | 19.4
Office_OpenOffice_Large_HTGSETP_SPEED | Thermostat Setpoint | C | Sat | 2014-01-01 | 2014-12-31 | Hourly | 19.4 | 19.4 | 19.4 | 19.4 | 19.4 | 19.4 | 21.1 | 21.1 | 21.1 | 21.1 | 21.1 | 21.1 | 21.1 | 21.1 | 21.1 | 21.1 | 21.1 | 19.4 | 19.4 | 19.4 | 19.4 | 19.4 | 19.4 | 19.4
Office_OpenOffice_Large_HTGSETP_SPEED | Thermostat Setpoint | C | Wkdy ¦ Default | 2014-01-01 | 2014-12-31 | Hourly | 19.4 | 19.4 | 19.4 | 19.4 | 19.4 | 19.4 | 21.1 | 21.1 | 21.1 | 21.1 | 21.1 | 21.1 | 21.1 | 21.1 | 21.1 | 21.1 | 21.1 | 21.1 | 21.1 | 21.1 | 21.1 | 21.1 | 19.4 | 19.4
Office_OpenOffice_Large_OCC_SPEED | Occupancy |  | WntrDsn | 2014-01-01 | 2014-12-31 | Constant | Hr 1: 0
Office_OpenOffice_Large_OCC_SPEED | Occupancy |  | SmrDsn | 2014-01-01 | 2014-12-31 | Constant | bar: Hr 1
Office_OpenOffice_Large_OCC_SPEED | Occupancy |  | Sun | 2014-01-01 | 2014-12-31 | Hourly | 0 | 0 | 0 | 0 | 0 | 0 | 0.05 | 0.05 | 0.05 | 0.05 | 0.05 | 0.05 | 0.05 | 0.05 | 0.05 | 0.05 | 0.05 | 0.05 | 0 | 0 | 0 | 0 | 0 | 0
Office_OpenOffice_Large_OCC_SPEED | Occupancy |  | Sat | 2014-01-01 | 2014-12-31 | Hourly | 0 | 0 | 0 | 0 | 0 | 0 | 0.1 | 0.1 | 0.3 | 0.3 | 0.3 | 0.3 | 0.1 | 0.1 | 0.1 | 0.1 | 0.1 | 0.05 | 0.05 | 0 | 0 | 0 | 0 | 0
Office_OpenOffice_Large_OCC_SPEED | Occupancy |  | Wkdy ¦ Default | 2014-01-01 | 2014-12-31 | Hourly | 0 | 0 | 0 | 0 | 0 | 0 | 0.1 | 0.2 | 0.95 | 0.95 | 0.95 | 0.95 | 0.5 | 0.95 | 0.95 | 0.95 | 0.95 | 0.3 | 0.1 | 0.1 | 0.1 | 0.1 | 0.05 | 0.05
Office_OpenOffice_Large_LIGHT_2007_SPEED | Lighting |  | WntrDsn | 2014-01-01 | 2014-12-31 | Constant | Hr 1: 0
Office_OpenOffice_Large_LIGHT_2007_SPEED | Lighting |  | SmrDsn | 2014-01-01 | 2014-12-31 | Constant | bar: Hr 1
Office_OpenOffice_Large_LIGHT_2007_SPEED | Lighting |  | Sun | 2014-01-01 | 2014-12-31 | Constant | Hr 1: 0.05
Office_OpenOffice_Large_LIGHT_2007_SPEED | Lighting |  | Sat | 2014-01-01 | 2014-12-31 | Hourly | 0.05 | 0.05 | 0.05 | 0.05 | 0.05 | 0.05 | 0.1 | 0.1 | 0.3 | 0.3 | 0.3 | 0.3 | 0.15 | 0.15 | 0.15 | 0.15 | 0.15 | 0.05 | 0.05 | 0.05 | 0.05 | 0.05 | 0.05 | 0.05
Office_OpenOffice_Large_LIGHT_2007_SPEED | Lighting |  | Wkdy ¦ Default | 2014-01-01 | 2014-12-31 | Hourly | 0.05 | 0.05 | 0.05 | 0.05 | 0.05 | 0.05 | 0.1 | 0.3 | 0.9 | 0.9 | 0.9 | 0.9 | 0.9 | 0.9 | 0.9 | 0.9 | 0.9 | 0.5 | 0.3 | 0.3 | 0.2 | 0.2 | 0.1 | 0.05
Office_OpenOffice_Large_EQUIP_2007_SPEED | Equipment |  | WntrDsn | 2014-01-01 | 2014-12-31 | Constant | Hr 1: 0
Office_OpenOffice_Large_EQUIP_2007_SPEED | Equipment |  | SmrDsn | 2014-01-01 | 2014-12-31 | Constant | bar: Hr 1
Office_OpenOffice_Large_EQUIP_2007_SPEED | Equipment |  | Sun | 2014-01-01 | 2014-12-31 | Constant | Hr 1: 0.3
Office_OpenOffice_Large_EQUIP_2007_SPEED | Equipment |  | Sat | 2014-01-01 | 2014-12-31 | Hourly | 0.3 | 0.3 | 0.3 | 0.3 | 0.3 | 0.3 | 0.4 | 0.4 | 0.5 | 0.5 | 0.5 | 0.5 | 0.35 | 0.35 | 0.35 | 0.35 | 0.35 | 0.3 | 0.3 | 0.3 | 0.3 | 0.3 | 0.3 | 0.3
Office_OpenOffice_Large_EQUIP_2007_SPEED | Equipment |  | Wkdy ¦ Default | 2014-01-01 | 2014-12-31 | Hourly | 0.4 | 0.4 | 0.4 | 0.4 | 0.4 | 0.4 | 0.4 | 0.4 | 0.9 | 0.9 | 0.9 | 0.9 | 0.8 | 0.9 | 0.9 | 0.9 | 0.9 | 0.5 | 0.4 | 0.4 | 0.4 | 0.4 | 0.4 | 0.4
Office_OpenOffice_Large_LIGHT_2010_SPEED | Lighting |  | WntrDsn | 2014-01-01 | 2014-12-31 | Constant | Hr 1: 0
Office_OpenOffice_Large_LIGHT_2010_SPEED | Lighting |  | SmrDsn | 2014-01-01 | 2014-12-31 | Constant | bar: Hr 1
Office_OpenOffice_Large_LIGHT_2010_SPEED | Lighting |  | Sun | 2014-01-01 | 2014-12-31 | Constant | Hr 1: 0.05
Office_OpenOffice_Large_LIGHT_2010_SPEED | Lighting |  | Sat | 2014-01-01 | 2014-12-31 | Hourly | 0.05 | 0.05 | 0.05 | 0.05 | 0.05 | 0.05 | 0.09238 | 0.09238 | 0.27714 | 0.27714 | 0.27714 | 0.27714 | 0.13857 | 0.13857 | 0.13857 | 0.13857 | 0.13857 | 0.04619 | 0.04619 | 0.05 | 0.05 | 0.05 | 0.05 | 0.05
Office_OpenOffice_Large_LIGHT_2010_SPEED | Lighting |  | Wkdy ¦ Default | 2014-01-01 | 2014-12-31 | Hourly | 0.05 | 0.05 | 0.05 | 0.05 | 0.05 | 0.1 | 0.09238 | 0.27714 | 0.83142 | 0.83142 | 0.83142 | 0.83142 | 0.83142 | 0.83142 | 0.83142 | 0.83142 | 0.83142 | 0.4619 | 0.27714 | 0.27714 | 0.18476 | 0.18476 | 0.09238 | 0.04619
Office_OpenOffice_Large_EQUIP_2010_SPEED | Equipment |  | WntrDsn | 2014-01-01 | 2014-12-31 | Constant | Hr 1: 0
Office_OpenOffice_Large_EQUIP_2010_SPEED | Equipment |  | SmrDsn | 2014-01-01 | 2014-12-31 | Constant | bar: Hr 1
Office_OpenOffice_Large_EQUIP_2010_SPEED | Equipment |  | Sun | 2014-01-01 | 2014-12-31 | Hourly | 0.3 | 0.3 | 0.3 | 0.3 | 0.3 | 0.3 | 0.3 | 0.3 | 0.3 | 0.3 | 0.3 | 0.3 | 0.3 | 0.3 | 0.3 | 0.3 | 0.3 | 0.3 | 0.3 | 0.3 | 0.3 | 0.3 | 0.3 | 0.3
Office_OpenOffice_Large_EQUIP_2010_SPEED | Equipment |  | Sat | 2014-01-01 | 2014-12-31 | Hourly | 0.3 | 0.3 | 0.3 | 0.3 | 0.3 | 0.3 | 0.4 | 0.4 | 0.5 | 0.5 | 0.5 | 0.5 | 0.35 | 0.35 | 0.35 | 0.35 | 0.35 | 0.3 | 0.3 | 0.3 | 0.3 | 0.3 | 0.3 | 0.3
Office_OpenOffice_Large_EQUIP_2010_SPEED | Equipment |  | Wkdy ¦ Default | 2014-01-01 | 2014-12-31 | Hourly | 0.4 | 0.4 | 0.4 | 0.4 | 0.4 | 0.4 | 0.4 | 0.4 | 0.9 | 0.9 | 0.9 | 0.9 | 0.8 | 0.9 | 0.9 | 0.9 | 0.9 | 0.5 | 0.4 | 0.4 | 0.4 | 0.4 | 0.4 | 0.4
Office_OpenOffice_Large_LIGHT_2013_SPEED | Lighting |  | WntrDsn | 2014-01-01 | 2014-12-31 | Constant | Hr 1: 0
Office_OpenOffice_Large_LIGHT_2013_SPEED | Lighting |  | SmrDsn | 2014-01-01 | 2014-12-31 | Constant | bar: Hr 1
Office_OpenOffice_Large_LIGHT_2013_SPEED | Lighting |  | Sun | 2014-01-01 | 2014-12-31 | Hourly | 0.05 | 0.05 | 0.05 | 0.05 | 0.05 | 0.04528 | 0.04528 | 0.04528 | 0.04528 | 0.04528 | 0.04528 | 0.04528 | 0.04528 | 0.04528 | 0.04528 | 0.04528 | 0.04528 | 0.04528 | 0.05 | 0.05 | 0.05 | 0.05 | 0.05 | 0.05
Office_OpenOffice_Large_LIGHT_2013_SPEED | Lighting |  | Sat | 2014-01-01 | 2014-12-31 | Hourly | 0.05 | 0.05 | 0.05 | 0.05 | 0.05 | 0.05 | 0.09056 | 0.09056 | 0.27168 | 0.27168 | 0.27168 | 0.27168 | 0.13584 | 0.13584 | 0.13584 | 0.13584 | 0.13584 | 0.04528 | 0.04528 | 0.05 | 0.05 | 0.05 | 0.05 | 0.05
Office_OpenOffice_Large_LIGHT_2013_SPEED | Lighting |  | Wkdy ¦ Default | 2014-01-01 | 2014-12-31 | Hourly | 0.05 | 0.05 | 0.05 | 0.05 | 0.05 | 0.1 | 0.09056 | 0.27168 | 0.81504 | 0.81504 | 0.81504 | 0.81504 | 0.81504 | 0.81504 | 0.81504 | 0.81504 | 0.81504 | 0.4528 | 0.27168 | 0.27168 | 0.18112 | 0.18112 | 0.09056 | 0.04528
Office_OpenOffice_Large_EQUIP_2013_SPEED | Equipment |  | WntrDsn | 2014-01-01 | 2014-12-31 | Constant | Hr 1: 0
Office_OpenOffice_Large_EQUIP_2013_SPEED | Equipment |  | SmrDsn | 2014-01-01 | 2014-12-31 | Constant | bar: Hr 1
Office_OpenOffice_Large_EQUIP_2013_SPEED | Equipment |  | Sun | 2014-01-01 | 2014-12-31 | Hourly | 0.22108 | 0.22108 | 0.22108 | 0.22108 | 0.22108 | 0.22108 | 0.28474 | 0.28474 | 0.28474 | 0.28474 | 0.28474 | 0.28474 | 0.28474 | 0.28474 | 0.28474 | 0.28474 | 0.28474 | 0.28474 | 0.22108 | 0.22108 | 0.22108 | 0.22108 | 0.22108 | 0.22108
Office_OpenOffice_Large_EQUIP_2013_SPEED | Equipment |  | Sat | 2014-01-01 | 2014-12-31 | Hourly | 0.22108 | 0.22108 | 0.22108 | 0.22108 | 0.22108 | 0.22108 | 0.37966 | 0.37966 | 0.47457 | 0.47457 | 0.47457 | 0.47457 | 0.3322 | 0.3322 | 0.3322 | 0.3322 | 0.3322 | 0.28474 | 0.28474 | 0.22108 | 0.22108 | 0.22108 | 0.22108 | 0.22108
Office_OpenOffice_Large_EQUIP_2013_SPEED | Equipment |  | Wkdy ¦ Default | 2014-01-01 | 2014-12-31 | Hourly | 0.29478 | 0.29478 | 0.29478 | 0.29478 | 0.29478 | 0.29478 | 0.37966 | 0.37966 | 0.85423 | 0.85423 | 0.85423 | 0.85423 | 0.75931 | 0.85423 | 0.85423 | 0.85423 | 0.85423 | 0.47457 | 0.37966 | 0.37966 | 0.37966 | 0.37966 | 0.37966 | 0.37966
Office_OpenOffice_Large_INFIL_SPEED | Infiltration |  | WntrDsn | 2014-01-01 | 2014-12-31 | Constant | bar: Hr 1
Office_OpenOffice_Large_INFIL_SPEED | Infiltration |  | SmrDsn | 2014-01-01 | 2014-12-31 | Constant | bar: Hr 1
Office_OpenOffice_Large_INFIL_SPEED | Infiltration |  | Sun | 2014-01-01 | 2014-12-31 | Hourly | bar: Hr 1 to Hr 24
Office_OpenOffice_Large_INFIL_SPEED | Infiltration |  | Sat | 2014-01-01 | 2014-12-31 | Hourly | 1 | 1 | 1 | 1 | 1 | 1 | 0.5 | 0.5 | 0.5 | 0.5 | 0.5 | 0.5 | 0.5 | 0.5 | 0.5 | 0.5 | 0.5 | 1 | 1 | 1 | 1 | 1 | 1 | 1
Office_OpenOffice_Large_INFIL_SPEED | Infiltration |  | Wkdy ¦ Default | 2014-01-01 | 2014-12-31 | Hourly | 1 | 1 | 1 | 1 | 1 | 1 | 0.5 | 0.5 | 0.5 | 0.5 | 0.5 | 0.5 | 0.5 | 0.5 | 0.5 | 0.5 | 0.5 | 0.5 | 0.5 | 0.5 | 0.5 | 0.5 | 1 | 1
Office_OpenOffice_Large_ACTIVITY_SPEED | Activity | W | WntrDsn | 2014-01-01 | 2014-12-31 | Constant | Hr 1: 120
Office_OpenOffice_Large_ACTIVITY_SPEED | Activity | W | SmrDsn | 2014-01-01 | 2014-12-31 | Constant | Hr 1: 120
Office_OpenOffice_Large_ACTIVITY_SPEED | Activity | W | Sun | 2014-01-01 | 2014-12-31 | Constant | Hr 1: 120
Office_OpenOffice_Large_ACTIVITY_SPEED | Activity | W | Sat | 2014-01-01 | 2014-12-31 | Constant | Hr 1: 120
Office_OpenOffice_Large_ACTIVITY_SPEED | Activity | W | Wkdy ¦ Default | 2014-01-01 | 2014-12-31 | Constant | Hr 1: 120
Office_OpenOffice_Large_OA_SPEED | OA Air |  | WntrDsn | 2014-01-01 | 2014-12-31 | Constant | bar: Hr 1
Office_OpenOffice_Large_OA_SPEED | OA Air |  | SmrDsn | 2014-01-01 | 2014-12-31 | Constant | bar: Hr 1
Office_OpenOffice_Large_OA_SPEED | OA Air |  | Sun | 2014-01-01 | 2014-12-31 | Hourly | 0 | 0 | 0 | 0 | 0 | 0 | 0 | 0 | 0 | 0 | 0 | 0 | 0 | 0 | 0 | 0 | 0 | 0 | 0 | 0 | 0 | 0 | 0 | 0
Office_OpenOffice_Large_OA_SPEED | OA Air |  | Sat | 2014-01-01 | 2014-12-31 | Hourly | 0 | 0 | 0 | 0 | 0 | 0 | 1 | 1 | 1 | 1 | 1 | 1 | 1 | 1 | 1 | 1 | 1 | 0 | 0 | 0 | 0 | 0 | 0 | 0
Office_OpenOffice_Large_OA_SPEED | OA Air |  | Wkdy ¦ Default | 2014-01-01 | 2014-12-31 | Hourly | 0 | 0 | 0 | 0 | 0 | 0 | 1 | 1 | 1 | 1 | 1 | 1 | 1 | 1 | 1 | 1 | 1 | 1 | 1 | 1 | 1 | 1 | 0 | 0
Office_Conference_Large_CLGSETP_SPEED | Thermostat Setpoint | C | WntrDsn | 2014-01-01 | 2014-12-31 | Constant | Hr 1: 23.9
Office_Conference_Large_CLGSETP_SPEED | Thermostat Setpoint | C | SmrDsn | 2014-01-01 | 2014-12-31 | Constant | Hr 1: 23.9
Office_Conference_Large_CLGSETP_SPEED | Thermostat Setpoint | C | Sun | 2014-01-01 | 2014-12-31 | Hourly | 25.6 | 25.6 | 25.6 | 25.6 | 25.6 | 25.6 | 25.6 | 25.6 | 25.6 | 25.6 | 25.6 | 25.6 | 25.6 | 25.6 | 25.6 | 25.6 | 25.6 | 25.6 | 25.6 | 25.6 | 25.6 | 25.6 | 25.6 | 25.6
Office_Conference_Large_CLGSETP_SPEED | Thermostat Setpoint | C | Sat | 2014-01-01 | 2014-12-31 | Hourly | 25.6 | 25.6 | 25.6 | 25.6 | 25.6 | 25.6 | 23.9 | 23.9 | 23.9 | 23.9 | 23.9 | 23.9 | 23.9 | 23.9 | 23.9 | 23.9 | 23.9 | 25.6 | 25.6 | 25.6 | 25.6 | 25.6 | 25.6 | 25.6
Office_Conference_Large_CLGSETP_SPEED | Thermostat Setpoint | C | Wkdy ¦ Default | 2014-01-01 | 2014-12-31 | Hourly | 25.6 | 25.6 | 25.6 | 25.6 | 25.6 | 25.6 | 23.9 | 23.9 | 23.9 | 23.9 | 23.9 | 23.9 | 23.9 | 23.9 | 23.9 | 23.9 | 23.9 | 23.9 | 23.9 | 23.9 | 23.9 | 23.9 | 25.6 | 25.6
Office_Conference_Large_HTGSETP_SPEED | Thermostat Setpoint | C | WntrDsn | 2014-01-01 | 2014-12-31 | Constant | Hr 1: 21.1
Office_Conference_Large_HTGSETP_SPEED | Thermostat Setpoint | C | SmrDsn | 2014-01-01 | 2014-12-31 | Constant | Hr 1: 21.1
Office_Conference_Large_HTGSETP_SPEED | Thermostat Setpoint | C | Sun | 2014-01-01 | 2014-12-31 | Hourly | 19.4 | 19.4 | 19.4 | 19.4 | 19.4 | 19.4 | 19.4 | 19.4 | 19.4 | 19.4 | 19.4 | 19.4 | 19.4 | 19.4 | 19.4 | 19.4 | 19.4 | 19.4 | 19.4 | 19.4 | 19.4 | 19.4 | 19.4 | 19.4
Office_Conference_Large_HTGSETP_SPEED | Thermostat Setpoint | C | Sat | 2014-01-01 | 2014-12-31 | Hourly | 19.4 | 19.4 | 19.4 | 19.4 | 19.4 | 19.4 | 21.1 | 21.1 | 21.1 | 21.1 | 21.1 | 21.1 | 21.1 | 21.1 | 21.1 | 21.1 | 21.1 | 19.4 | 19.4 | 19.4 | 19.4 | 19.4 | 19.4 | 19.4
Office_Conference_Large_HTGSETP_SPEED | Thermostat Setpoint | C | Wkdy ¦ Default | 2014-01-01 | 2014-12-31 | Hourly | 19.4 | 19.4 | 19.4 | 19.4 | 19.4 | 19.4 | 21.1 | 21.1 | 21.1 | 21.1 | 21.1 | 21.1 | 21.1 | 21.1 | 21.1 | 21.1 | 21.1 | 21.1 | 21.1 | 21.1 | 21.1 | 21.1 | 19.4 | 19.4
Office_Conference_Large_OCC_SPEED | Occupancy |  | WntrDsn | 2014-01-01 | 2014-12-31 | Constant | Hr 1: 0
Office_Conference_Large_OCC_SPEED | Occupancy |  | SmrDsn | 2014-01-01 | 2014-12-31 | Constant | bar: Hr 1
Office_Conference_Large_OCC_SPEED | Occupancy |  | Sun | 2014-01-01 | 2014-12-31 | Hourly | 0 | 0 | 0 | 0 | 0 | 0 | 0.05 | 0.05 | 0.05 | 0.05 | 0.05 | 0.05 | 0.05 | 0.05 | 0.05 | 0.05 | 0.05 | 0.05 | 0 | 0 | 0 | 0 | 0 | 0
Office_Conference_Large_OCC_SPEED | Occupancy |  | Sat | 2014-01-01 | 2014-12-31 | Hourly | 0 | 0 | 0 | 0 | 0 | 0 | 0.1 | 0.1 | 0.3 | 0.3 | 0.3 | 0.3 | 0.1 | 0.1 | 0.1 | 0.1 | 0.1 | 0.05 | 0.05 | 0 | 0 | 0 | 0 | 0
Office_Conference_Large_OCC_SPEED | Occupancy |  | Wkdy ¦ Default | 2014-01-01 | 2014-12-31 | Hourly | 0 | 0 | 0 | 0 | 0 | 0 | 0.1 | 0.2 | 0.95 | 0.95 | 0.95 | 0.95 | 0.5 | 0.95 | 0.95 | 0.95 | 0.95 | 0.3 | 0.1 | 0.1 | 0.1 | 0.1 | 0.05 | 0.05
Office_Conference_Large_LIGHT_2007_SPEED | Lighting |  | WntrDsn | 2014-01-01 | 2014-12-31 | Constant | Hr 1: 0
Office_Conference_Large_LIGHT_2007_SPEED | Lighting |  | SmrDsn | 2014-01-01 | 2014-12-31 | Constant | bar: Hr 1
Office_Conference_Large_LIGHT_2007_SPEED | Lighting |  | Sun | 2014-01-01 | 2014-12-31 | Constant | Hr 1: 0.05
Office_Conference_Large_LIGHT_2007_SPEED | Lighting |  | Sat | 2014-01-01 | 2014-12-31 | Hourly | 0.05 | 0.05 | 0.05 | 0.05 | 0.05 | 0.05 | 0.1 | 0.1 | 0.3 | 0.3 | 0.3 | 0.3 | 0.15 | 0.15 | 0.15 | 0.15 | 0.15 | 0.05 | 0.05 | 0.05 | 0.05 | 0.05 | 0.05 | 0.05
Office_Conference_Large_LIGHT_2007_SPEED | Lighting |  | Wkdy ¦ Default | 2014-01-01 | 2014-12-31 | Hourly | 0.05 | 0.05 | 0.05 | 0.05 | 0.05 | 0.05 | 0.1 | 0.3 | 0.9 | 0.9 | 0.9 | 0.9 | 0.9 | 0.9 | 0.9 | 0.9 | 0.9 | 0.5 | 0.3 | 0.3 | 0.2 | 0.2 | 0.1 | 0.05
Office_Conference_Large_EQUIP_2007_SPEED | Equipment |  | WntrDsn | 2014-01-01 | 2014-12-31 | Constant | Hr 1: 0
Office_Conference_Large_EQUIP_2007_SPEED | Equipment |  | SmrDsn | 2014-01-01 | 2014-12-31 | Constant | bar: Hr 1
Office_Conference_Large_EQUIP_2007_SPEED | Equipment |  | Sun | 2014-01-01 | 2014-12-31 | Constant | Hr 1: 0.3
Office_Conference_Large_EQUIP_2007_SPEED | Equipment |  | Sat | 2014-01-01 | 2014-12-31 | Hourly | 0.3 | 0.3 | 0.3 | 0.3 | 0.3 | 0.3 | 0.4 | 0.4 | 0.5 | 0.5 | 0.5 | 0.5 | 0.35 | 0.35 | 0.35 | 0.35 | 0.35 | 0.3 | 0.3 | 0.3 | 0.3 | 0.3 | 0.3 | 0.3
Office_Conference_Large_EQUIP_2007_SPEED | Equipment |  | Wkdy ¦ Default | 2014-01-01 | 2014-12-31 | Hourly | 0.4 | 0.4 | 0.4 | 0.4 | 0.4 | 0.4 | 0.4 | 0.4 | 0.9 | 0.9 | 0.9 | 0.9 | 0.8 | 0.9 | 0.9 | 0.9 | 0.9 | 0.5 | 0.4 | 0.4 | 0.4 | 0.4 | 0.4 | 0.4
Office_Conference_Large_LIGHT_2010_SPEED | Lighting |  | WntrDsn | 2014-01-01 | 2014-12-31 | Constant | Hr 1: 0
Office_Conference_Large_LIGHT_2010_SPEED | Lighting |  | SmrDsn | 2014-01-01 | 2014-12-31 | Constant | bar: Hr 1
Office_Conference_Large_LIGHT_2010_SPEED | Lighting |  | Sun | 2014-01-01 | 2014-12-31 | Constant | Hr 1: 0.05
Office_Conference_Large_LIGHT_2010_SPEED | Lighting |  | Sat | 2014-01-01 | 2014-12-31 | Hourly | 0.05 | 0.05 | 0.05 | 0.05 | 0.05 | 0.05 | 0.09238 | 0.09238 | 0.27714 | 0.27714 | 0.27714 | 0.27714 | 0.13857 | 0.13857 | 0.13857 | 0.13857 | 0.13857 | 0.04619 | 0.04619 | 0.05 | 0.05 | 0.05 | 0.05 | 0.05
Office_Conference_Large_LIGHT_2010_SPEED | Lighting |  | Wkdy ¦ Default | 2014-01-01 | 2014-12-31 | Hourly | 0.05 | 0.05 | 0.05 | 0.05 | 0.05 | 0.1 | 0.09238 | 0.27714 | 0.83142 | 0.83142 | 0.83142 | 0.83142 | 0.83142 | 0.83142 | 0.83142 | 0.83142 | 0.83142 | 0.4619 | 0.27714 | 0.27714 | 0.18476 | 0.18476 | 0.09238 | 0.04619
Office_Conference_Large_EQUIP_2010_SPEED | Equipment |  | WntrDsn | 2014-01-01 | 2014-12-31 | Constant | Hr 1: 0
Office_Conference_Large_EQUIP_2010_SPEED | Equipment |  | SmrDsn | 2014-01-01 | 2014-12-31 | Constant | bar: Hr 1
Office_Conference_Large_EQUIP_2010_SPEED | Equipment |  | Sun | 2014-01-01 | 2014-12-31 | Hourly | 0.3 | 0.3 | 0.3 | 0.3 | 0.3 | 0.3 | 0.3 | 0.3 | 0.3 | 0.3 | 0.3 | 0.3 | 0.3 | 0.3 | 0.3 | 0.3 | 0.3 | 0.3 | 0.3 | 0.3 | 0.3 | 0.3 | 0.3 | 0.3
Office_Conference_Large_EQUIP_2010_SPEED | Equipment |  | Sat | 2014-01-01 | 2014-12-31 | Hourly | 0.3 | 0.3 | 0.3 | 0.3 | 0.3 | 0.3 | 0.4 | 0.4 | 0.5 | 0.5 | 0.5 | 0.5 | 0.35 | 0.35 | 0.35 | 0.35 | 0.35 | 0.3 | 0.3 | 0.3 | 0.3 | 0.3 | 0.3 | 0.3
Office_Conference_Large_EQUIP_2010_SPEED | Equipment |  | Wkdy ¦ Default | 2014-01-01 | 2014-12-31 | Hourly | 0.4 | 0.4 | 0.4 | 0.4 | 0.4 | 0.4 | 0.4 | 0.4 | 0.9 | 0.9 | 0.9 | 0.9 | 0.8 | 0.9 | 0.9 | 0.9 | 0.9 | 0.5 | 0.4 | 0.4 | 0.4 | 0.4 | 0.4 | 0.4
Office_Conference_Large_LIGHT_2013_SPEED | Lighting |  | WntrDsn | 2014-01-01 | 2014-12-31 | Constant | Hr 1: 0
Office_Conference_Large_LIGHT_2013_SPEED | Lighting |  | SmrDsn | 2014-01-01 | 2014-12-31 | Constant | bar: Hr 1
Office_Conference_Large_LIGHT_2013_SPEED | Lighting |  | Sun | 2014-01-01 | 2014-12-31 | Hourly | 0.05 | 0.05 | 0.05 | 0.05 | 0.05 | 0.04528 | 0.04528 | 0.04528 | 0.04528 | 0.04528 | 0.04528 | 0.04528 | 0.04528 | 0.04528 | 0.04528 | 0.04528 | 0.04528 | 0.04528 | 0.05 | 0.05 | 0.05 | 0.05 | 0.05 | 0.05
Office_Conference_Large_LIGHT_2013_SPEED | Lighting |  | Sat | 2014-01-01 | 2014-12-31 | Hourly | 0.05 | 0.05 | 0.05 | 0.05 | 0.05 | 0.05 | 0.09056 | 0.09056 | 0.27168 | 0.27168 | 0.27168 | 0.27168 | 0.13584 | 0.13584 | 0.13584 | 0.13584 | 0.13584 | 0.04528 | 0.04528 | 0.05 | 0.05 | 0.05 | 0.05 | 0.05
Office_Conference_Large_LIGHT_2013_SPEED | Lighting |  | Wkdy ¦ Default | 2014-01-01 | 2014-12-31 | Hourly | 0.05 | 0.05 | 0.05 | 0.05 | 0.05 | 0.1 | 0.09056 | 0.27168 | 0.81504 | 0.81504 | 0.81504 | 0.81504 | 0.81504 | 0.81504 | 0.81504 | 0.81504 | 0.81504 | 0.4528 | 0.27168 | 0.27168 | 0.18112 | 0.18112 | 0.09056 | 0.04528
Office_Conference_Large_EQUIP_2013_SPEED | Equipment |  | WntrDsn | 2014-01-01 | 2014-12-31 | Constant | Hr 1: 0
Office_Conference_Large_EQUIP_2013_SPEED | Equipment |  | SmrDsn | 2014-01-01 | 2014-12-31 | Constant | bar: Hr 1
Office_Conference_Large_EQUIP_2013_SPEED | Equipment |  | Sun | 2014-01-01 | 2014-12-31 | Hourly | 0.22108 | 0.22108 | 0.22108 | 0.22108 | 0.22108 | 0.22108 | 0.28474 | 0.28474 | 0.28474 | 0.28474 | 0.28474 | 0.28474 | 0.28474 | 0.28474 | 0.28474 | 0.28474 | 0.28474 | 0.28474 | 0.22108 | 0.22108 | 0.22108 | 0.22108 | 0.22108 | 0.22108
Office_Conference_Large_EQUIP_2013_SPEED | Equipment |  | Sat | 2014-01-01 | 2014-12-31 | Hourly | 0.22108 | 0.22108 | 0.22108 | 0.22108 | 0.22108 | 0.22108 | 0.37966 | 0.37966 | 0.47457 | 0.47457 | 0.47457 | 0.47457 | 0.3322 | 0.3322 | 0.3322 | 0.3322 | 0.3322 | 0.28474 | 0.28474 | 0.22108 | 0.22108 | 0.22108 | 0.22108 | 0.22108
Office_Conference_Large_EQUIP_2013_SPEED | Equipment |  | Wkdy ¦ Default | 2014-01-01 | 2014-12-31 | Hourly | 0.29478 | 0.29478 | 0.29478 | 0.29478 | 0.29478 | 0.29478 | 0.37966 | 0.37966 | 0.85423 | 0.85423 | 0.85423 | 0.85423 | 0.75931 | 0.85423 | 0.85423 | 0.85423 | 0.85423 | 0.47457 | 0.37966 | 0.37966 | 0.37966 | 0.37966 | 0.37966 | 0.37966
Office_Conference_Large_INFIL_SPEED | Infiltration |  | WntrDsn | 2014-01-01 | 2014-12-31 | Constant | bar: Hr 1
Office_Conference_Large_INFIL_SPEED | Infiltration |  | SmrDsn | 2014-01-01 | 2014-12-31 | Constant | bar: Hr 1
Office_Conference_Large_INFIL_SPEED | Infiltration |  | Sun | 2014-01-01 | 2014-12-31 | Hourly | bar: Hr 1 to Hr 24
Office_Conference_Large_INFIL_SPEED | Infiltration |  | Sat | 2014-01-01 | 2014-12-31 | Hourly | 1 | 1 | 1 | 1 | 1 | 1 | 0.5 | 0.5 | 0.5 | 0.5 | 0.5 | 0.5 | 0.5 | 0.5 | 0.5 | 0.5 | 0.5 | 1 | 1 | 1 | 1 | 1 | 1 | 1
Office_Conference_Large_INFIL_SPEED | Infiltration |  | Wkdy ¦ Default | 2014-01-01 | 2014-12-31 | Hourly | 1 | 1 | 1 | 1 | 1 | 1 | 0.5 | 0.5 | 0.5 | 0.5 | 0.5 | 0.5 | 0.5 | 0.5 | 0.5 | 0.5 | 0.5 | 0.5 | 0.5 | 0.5 | 0.5 | 0.5 | 1 | 1
Office_Conference_Large_ACTIVITY_SPEED | Activity | W | WntrDsn | 2014-01-01 | 2014-12-31 | Constant | Hr 1: 120
Office_Conference_Large_ACTIVITY_SPEED | Activity | W | SmrDsn | 2014-01-01 | 2014-12-31 | Constant | Hr 1: 120
Office_Conference_Large_ACTIVITY_SPEED | Activity | W | Sun | 2014-01-01 | 2014-12-31 | Constant | Hr 1: 120
Office_Conference_Large_ACTIVITY_SPEED | Activity | W | Sat | 2014-01-01 | 2014-12-31 | Constant | Hr 1: 120
Office_Conference_Large_ACTIVITY_SPEED | Activity | W | Wkdy ¦ Default | 2014-01-01 | 2014-12-31 | Constant | Hr 1: 120
Office_Conference_Large_OA_SPEED | OA Air |  | WntrDsn | 2014-01-01 | 2014-12-31 | Constant | bar: Hr 1
Office_Conference_Large_OA_SPEED | OA Air |  | SmrDsn | 2014-01-01 | 2014-12-31 | Constant | bar: Hr 1
Office_Conference_Large_OA_SPEED | OA Air |  | Sun | 2014-01-01 | 2014-12-31 | Hourly | 0 | 0 | 0 | 0 | 0 | 0 | 0 | 0 | 0 | 0 | 0 | 0 | 0 | 0 | 0 | 0 | 0 | 0 | 0 | 0 | 0 | 0 | 0 | 0
Office_Conference_Large_OA_SPEED | OA Air |  | Sat | 2014-01-01 | 2014-12-31 | Hourly | 0 | 0 | 0 | 0 | 0 | 0 | 1 | 1 | 1 | 1 | 1 | 1 | 1 | 1 | 1 | 1 | 1 | 0 | 0 | 0 | 0 | 0 | 0 | 0
Office_Conference_Large_OA_SPEED | OA Air |  | Wkdy ¦ Default | 2014-01-01 | 2014-12-31 | Hourly | 0 | 0 | 0 | 0 | 0 | 0 | 1 | 1 | 1 | 1 | 1 | 1 | 1 | 1 | 1 | 1 | 1 | 1 | 1 | 1 | 1 | 1 | 0 | 0
Office_Lobby_Large_CLGSETP_SPEED | Thermostat Setpoint | C | WntrDsn | 2014-01-01 | 2014-12-31 | Constant | Hr 1: 23.9
Office_Lobby_Large_CLGSETP_SPEED | Thermostat Setpoint | C | SmrDsn | 2014-01-01 | 2014-12-31 | Constant | Hr 1: 23.9
Office_Lobby_Large_CLGSETP_SPEED | Thermostat Setpoint | C | Sun | 2014-01-01 | 2014-12-31 | Hourly | 25.6 | 25.6 | 25.6 | 25.6 | 25.6 | 25.6 | 25.6 | 25.6 | 25.6 | 25.6 | 25.6 | 25.6 | 25.6 | 25.6 | 25.6 | 25.6 | 25.6 | 25.6 | 25.6 | 25.6 | 25.6 | 25.6 | 25.6 | 25.6
Office_Lobby_Large_CLGSETP_SPEED | Thermostat Setpoint | C | Sat | 2014-01-01 | 2014-12-31 | Hourly | 25.6 | 25.6 | 25.6 | 25.6 | 25.6 | 25.6 | 23.9 | 23.9 | 23.9 | 23.9 | 23.9 | 23.9 | 23.9 | 23.9 | 23.9 | 23.9 | 23.9 | 25.6 | 25.6 | 25.6 | 25.6 | 25.6 | 25.6 | 25.6
Office_Lobby_Large_CLGSETP_SPEED | Thermostat Setpoint | C | Wkdy ¦ Default | 2014-01-01 | 2014-12-31 | Hourly | 25.6 | 25.6 | 25.6 | 25.6 | 25.6 | 25.6 | 23.9 | 23.9 | 23.9 | 23.9 | 23.9 | 23.9 | 23.9 | 23.9 | 23.9 | 23.9 | 23.9 | 23.9 | 23.9 | 23.9 | 23.9 | 23.9 | 25.6 | 25.6
Office_Lobby_Large_HTGSETP_SPEED | Thermostat Setpoint | C | WntrDsn | 2014-01-01 | 2014-12-31 | Constant | Hr 1: 21.1
Office_Lobby_Large_HTGSETP_SPEED | Thermostat Setpoint | C | SmrDsn | 2014-01-01 | 2014-12-31 | Constant | Hr 1: 21.1
Office_Lobby_Large_HTGSETP_SPEED | Thermostat Setpoint | C | Sun | 2014-01-01 | 2014-12-31 | Hourly | 19.4 | 19.4 | 19.4 | 19.4 | 19.4 | 19.4 | 19.4 | 19.4 | 19.4 | 19.4 | 19.4 | 19.4 | 19.4 | 19.4 | 19.4 | 19.4 | 19.4 | 19.4 | 19.4 | 19.4 | 19.4 | 19.4 | 19.4 | 19.4
Office_Lobby_Large_HTGSETP_SPEED | Thermostat Setpoint | C | Sat | 2014-01-01 | 2014-12-31 | Hourly | 19.4 | 19.4 | 19.4 | 19.4 | 19.4 | 19.4 | 21.1 | 21.1 | 21.1 | 21.1 | 21.1 | 21.1 | 21.1 | 21.1 | 21.1 | 21.1 | 21.1 | 19.4 | 19.4 | 19.4 | 19.4 | 19.4 | 19.4 | 19.4
Office_Lobby_Large_HTGSETP_SPEED | Thermostat Setpoint | C | Wkdy ¦ Default | 2014-01-01 | 2014-12-31 | Hourly | 19.4 | 19.4 | 19.4 | 19.4 | 19.4 | 19.4 | 21.1 | 21.1 | 21.1 | 21.1 | 21.1 | 21.1 | 21.1 | 21.1 | 21.1 | 21.1 | 21.1 | 21.1 | 21.1 | 21.1 | 21.1 | 21.1 | 19.4 | 19.4
Office_Lobby_Large_OCC_SPEED | Occupancy |  | WntrDsn | 2014-01-01 | 2014-12-31 | Constant | Hr 1: 0
Office_Lobby_Large_OCC_SPEED | Occupancy |  | SmrDsn | 2014-01-01 | 2014-12-31 | Constant | bar: Hr 1
Office_Lobby_Large_OCC_SPEED | Occupancy |  | Sun | 2014-01-01 | 2014-12-31 | Hourly | 0 | 0 | 0 | 0 | 0 | 0 | 0.05 | 0.05 | 0.05 | 0.05 | 0.05 | 0.05 | 0.05 | 0.05 | 0.05 | 0.05 | 0.05 | 0.05 | 0 | 0 | 0 | 0 | 0 | 0
Office_Lobby_Large_OCC_SPEED | Occupancy |  | Sat | 2014-01-01 | 2014-12-31 | Hourly | 0 | 0 | 0 | 0 | 0 | 0 | 0.1 | 0.1 | 0.3 | 0.3 | 0.3 | 0.3 | 0.1 | 0.1 | 0.1 | 0.1 | 0.1 | 0.05 | 0.05 | 0 | 0 | 0 | 0 | 0
Office_Lobby_Large_OCC_SPEED | Occupancy |  | Wkdy ¦ Default | 2014-01-01 | 2014-12-31 | Hourly | 0 | 0 | 0 | 0 | 0 | 0 | 0.1 | 0.2 | 0.95 | 0.95 | 0.95 | 0.95 | 0.5 | 0.95 | 0.95 | 0.95 | 0.95 | 0.3 | 0.1 | 0.1 | 0.1 | 0.1 | 0.05 | 0.05
Office_Lobby_Large_LIGHT_2007_SPEED | Lighting |  | WntrDsn | 2014-01-01 | 2014-12-31 | Constant | Hr 1: 0
Office_Lobby_Large_LIGHT_2007_SPEED | Lighting |  | SmrDsn | 2014-01-01 | 2014-12-31 | Constant | bar: Hr 1
Office_Lobby_Large_LIGHT_2007_SPEED | Lighting |  | Sun | 2014-01-01 | 2014-12-31 | Constant | Hr 1: 0.05
Office_Lobby_Large_LIGHT_2007_SPEED | Lighting |  | Sat | 2014-01-01 | 2014-12-31 | Hourly | 0.05 | 0.05 | 0.05 | 0.05 | 0.05 | 0.05 | 0.1 | 0.1 | 0.3 | 0.3 | 0.3 | 0.3 | 0.15 | 0.15 | 0.15 | 0.15 | 0.15 | 0.05 | 0.05 | 0.05 | 0.05 | 0.05 | 0.05 | 0.05
Office_Lobby_Large_LIGHT_2007_SPEED | Lighting |  | Wkdy ¦ Default | 2014-01-01 | 2014-12-31 | Hourly | 0.05 | 0.05 | 0.05 | 0.05 | 0.05 | 0.05 | 0.1 | 0.3 | 0.9 | 0.9 | 0.9 | 0.9 | 0.9 | 0.9 | 0.9 | 0.9 | 0.9 | 0.5 | 0.3 | 0.3 | 0.2 | 0.2 | 0.1 | 0.05
Office_Lobby_Large_EQUIP_2007_SPEED | Equipment |  | WntrDsn | 2014-01-01 | 2014-12-31 | Constant | Hr 1: 0
Office_Lobby_Large_EQUIP_2007_SPEED | Equipment |  | SmrDsn | 2014-01-01 | 2014-12-31 | Constant | bar: Hr 1
Office_Lobby_Large_EQUIP_2007_SPEED | Equipment |  | Sun | 2014-01-01 | 2014-12-31 | Constant | Hr 1: 0.3
Office_Lobby_Large_EQUIP_2007_SPEED | Equipment |  | Sat | 2014-01-01 | 2014-12-31 | Hourly | 0.3 | 0.3 | 0.3 | 0.3 | 0.3 | 0.3 | 0.4 | 0.4 | 0.5 | 0.5 | 0.5 | 0.5 | 0.35 | 0.35 | 0.35 | 0.35 | 0.35 | 0.3 | 0.3 | 0.3 | 0.3 | 0.3 | 0.3 | 0.3
Office_Lobby_Large_EQUIP_2007_SPEED | Equipment |  | Wkdy ¦ Default | 2014-01-01 | 2014-12-31 | Hourly | 0.4 | 0.4 | 0.4 | 0.4 | 0.4 | 0.4 | 0.4 | 0.4 | 0.9 | 0.9 | 0.9 | 0.9 | 0.8 | 0.9 | 0.9 | 0.9 | 0.9 | 0.5 | 0.4 | 0.4 | 0.4 | 0.4 | 0.4 | 0.4
Office_Lobby_Large_LIGHT_2010_SPEED | Lighting |  | WntrDsn | 2014-01-01 | 2014-12-31 | Constant | Hr 1: 0
Office_Lobby_Large_LIGHT_2010_SPEED | Lighting |  | SmrDsn | 2014-01-01 | 2014-12-31 | Constant | bar: Hr 1
Office_Lobby_Large_LIGHT_2010_SPEED | Lighting |  | Sun | 2014-01-01 | 2014-12-31 | Constant | Hr 1: 0.05
Office_Lobby_Large_LIGHT_2010_SPEED | Lighting |  | Sat | 2014-01-01 | 2014-12-31 | Hourly | 0.05 | 0.05 | 0.05 | 0.05 | 0.05 | 0.05 | 0.09238 | 0.09238 | 0.27714 | 0.27714 | 0.27714 | 0.27714 | 0.13857 | 0.13857 | 0.13857 | 0.13857 | 0.13857 | 0.04619 | 0.04619 | 0.05 | 0.05 | 0.05 | 0.05 | 0.05
Office_Lobby_Large_LIGHT_2010_SPEED | Lighting |  | Wkdy ¦ Default | 2014-01-01 | 2014-12-31 | Hourly | 0.05 | 0.05 | 0.05 | 0.05 | 0.05 | 0.1 | 0.09238 | 0.27714 | 0.83142 | 0.83142 | 0.83142 | 0.83142 | 0.83142 | 0.83142 | 0.83142 | 0.83142 | 0.83142 | 0.4619 | 0.27714 | 0.27714 | 0.18476 | 0.18476 | 0.09238 | 0.04619
Office_Lobby_Large_EQUIP_2010_SPEED | Equipment |  | WntrDsn | 2014-01-01 | 2014-12-31 | Constant | Hr 1: 0
Office_Lobby_Large_EQUIP_2010_SPEED | Equipment |  | SmrDsn | 2014-01-01 | 2014-12-31 | Constant | bar: Hr 1
Office_Lobby_Large_EQUIP_2010_SPEED | Equipment |  | Sun | 2014-01-01 | 2014-12-31 | Hourly | 0.3 | 0.3 | 0.3 | 0.3 | 0.3 | 0.3 | 0.3 | 0.3 | 0.3 | 0.3 | 0.3 | 0.3 | 0.3 | 0.3 | 0.3 | 0.3 | 0.3 | 0.3 | 0.3 | 0.3 | 0.3 | 0.3 | 0.3 | 0.3
Office_Lobby_Large_EQUIP_2010_SPEED | Equipment |  | Sat | 2014-01-01 | 2014-12-31 | Hourly | 0.3 | 0.3 | 0.3 | 0.3 | 0.3 | 0.3 | 0.4 | 0.4 | 0.5 | 0.5 | 0.5 | 0.5 | 0.35 | 0.35 | 0.35 | 0.35 | 0.35 | 0.3 | 0.3 | 0.3 | 0.3 | 0.3 | 0.3 | 0.3
Office_Lobby_Large_EQUIP_2010_SPEED | Equipment |  | Wkdy ¦ Default | 2014-01-01 | 2014-12-31 | Hourly | 0.4 | 0.4 | 0.4 | 0.4 | 0.4 | 0.4 | 0.4 | 0.4 | 0.9 | 0.9 | 0.9 | 0.9 | 0.8 | 0.9 | 0.9 | 0.9 | 0.9 | 0.5 | 0.4 | 0.4 | 0.4 | 0.4 | 0.4 | 0.4
Office_Lobby_Large_LIGHT_2013_SPEED | Lighting |  | WntrDsn | 2014-01-01 | 2014-12-31 | Constant | Hr 1: 0
Office_Lobby_Large_LIGHT_2013_SPEED | Lighting |  | SmrDsn | 2014-01-01 | 2014-12-31 | Constant | bar: Hr 1
Office_Lobby_Large_LIGHT_2013_SPEED | Lighting |  | Sun | 2014-01-01 | 2014-12-31 | Hourly | 0.05 | 0.05 | 0.05 | 0.05 | 0.05 | 0.04528 | 0.04528 | 0.04528 | 0.04528 | 0.04528 | 0.04528 | 0.04528 | 0.04528 | 0.04528 | 0.04528 | 0.04528 | 0.04528 | 0.04528 | 0.05 | 0.05 | 0.05 | 0.05 | 0.05 | 0.05
Office_Lobby_Large_LIGHT_2013_SPEED | Lighting |  | Sat | 2014-01-01 | 2014-12-31 | Hourly | 0.05 | 0.05 | 0.05 | 0.05 | 0.05 | 0.05 | 0.09056 | 0.09056 | 0.27168 | 0.27168 | 0.27168 | 0.27168 | 0.13584 | 0.13584 | 0.13584 | 0.13584 | 0.13584 | 0.04528 | 0.04528 | 0.05 | 0.05 | 0.05 | 0.05 | 0.05
Office_Lobby_Large_LIGHT_2013_SPEED | Lighting |  | Wkdy ¦ Default | 2014-01-01 | 2014-12-31 | Hourly | 0.05 | 0.05 | 0.05 | 0.05 | 0.05 | 0.1 | 0.09056 | 0.27168 | 0.81504 | 0.81504 | 0.81504 | 0.81504 | 0.81504 | 0.81504 | 0.81504 | 0.81504 | 0.81504 | 0.4528 | 0.27168 | 0.27168 | 0.18112 | 0.18112 | 0.09056 | 0.04528
Office_Lobby_Large_EQUIP_2013_SPEED | Equipment |  | WntrDsn | 2014-01-01 | 2014-12-31 | Constant | Hr 1: 0
Office_Lobby_Large_EQUIP_2013_SPEED | Equipment |  | SmrDsn | 2014-01-01 | 2014-12-31 | Constant | bar: Hr 1
Office_Lobby_Large_EQUIP_2013_SPEED | Equipment |  | Sun | 2014-01-01 | 2014-12-31 | Hourly | 0.22108 | 0.22108 | 0.22108 | 0.22108 | 0.22108 | 0.22108 | 0.28474 | 0.28474 | 0.28474 | 0.28474 | 0.28474 | 0.28474 | 0.28474 | 0.28474 | 0.28474 | 0.28474 | 0.28474 | 0.28474 | 0.22108 | 0.22108 | 0.22108 | 0.22108 | 0.22108 | 0.22108
Office_Lobby_Large_EQUIP_2013_SPEED | Equipment |  | Sat | 2014-01-01 | 2014-12-31 | Hourly | 0.22108 | 0.22108 | 0.22108 | 0.22108 | 0.22108 | 0.22108 | 0.37966 | 0.37966 | 0.47457 | 0.47457 | 0.47457 | 0.47457 | 0.3322 | 0.3322 | 0.3322 | 0.3322 | 0.3322 | 0.28474 | 0.28474 | 0.22108 | 0.22108 | 0.22108 | 0.22108 | 0.22108
Office_Lobby_Large_EQUIP_2013_SPEED | Equipment |  | Wkdy ¦ Default | 2014-01-01 | 2014-12-31 | Hourly | 0.29478 | 0.29478 | 0.29478 | 0.29478 | 0.29478 | 0.29478 | 0.37966 | 0.37966 | 0.85423 | 0.85423 | 0.85423 | 0.85423 | 0.75931 | 0.85423 | 0.85423 | 0.85423 | 0.85423 | 0.47457 | 0.37966 | 0.37966 | 0.37966 | 0.37966 | 0.37966 | 0.37966
Office_Lobby_Large_INFIL_SPEED | Infiltration |  | WntrDsn | 2014-01-01 | 2014-12-31 | Constant | bar: Hr 1
Office_Lobby_Large_INFIL_SPEED | Infiltration |  | SmrDsn | 2014-01-01 | 2014-12-31 | Constant | bar: Hr 1
Office_Lobby_Large_INFIL_SPEED | Infiltration |  | Sun | 2014-01-01 | 2014-12-31 | Hourly | bar: Hr 1 to Hr 24
Office_Lobby_Large_INFIL_SPEED | Infiltration |  | Sat | 2014-01-01 | 2014-12-31 | Hourly | 1 | 1 | 1 | 1 | 1 | 1 | 0.5 | 0.5 | 0.5 | 0.5 | 0.5 | 0.5 | 0.5 | 0.5 | 0.5 | 0.5 | 0.5 | 1 | 1 | 1 | 1 | 1 | 1 | 1
Office_Lobby_Large_INFIL_SPEED | Infiltration |  | Wkdy ¦ Default | 2014-01-01 | 2014-12-31 | Hourly | 1 | 1 | 1 | 1 | 1 | 1 | 0.5 | 0.5 | 0.5 | 0.5 | 0.5 | 0.5 | 0.5 | 0.5 | 0.5 | 0.5 | 0.5 | 0.5 | 0.5 | 0.5 | 0.5 | 0.5 | 1 | 1
Office_Lobby_Large_ACTIVITY_SPEED | Activity | W | WntrDsn | 2014-01-01 | 2014-12-31 | Constant | Hr 1: 120
Office_Lobby_Large_ACTIVITY_SPEED | Activity | W | SmrDsn | 2014-01-01 | 2014-12-31 | Constant | Hr 1: 120
Office_Lobby_Large_ACTIVITY_SPEED | Activity | W | Sun | 2014-01-01 | 2014-12-31 | Constant | Hr 1: 120
Office_Lobby_Large_ACTIVITY_SPEED | Activity | W | Sat | 2014-01-01 | 2014-12-31 | Constant | Hr 1: 120
Office_Lobby_Large_ACTIVITY_SPEED | Activity | W | Wkdy ¦ Default | 2014-01-01 | 2014-12-31 | Constant | Hr 1: 120
Office_Lobby_Large_OA_SPEED | OA Air |  | WntrDsn | 2014-01-01 | 2014-12-31 | Constant | bar: Hr 1
Office_Lobby_Large_OA_SPEED | OA Air |  | SmrDsn | 2014-01-01 | 2014-12-31 | Constant | bar: Hr 1
Office_Lobby_Large_OA_SPEED | OA Air |  | Sun | 2014-01-01 | 2014-12-31 | Hourly | 0 | 0 | 0 | 0 | 0 | 0 | 0 | 0 | 0 | 0 | 0 | 0 | 0 | 0 | 0 | 0 | 0 | 0 | 0 | 0 | 0 | 0 | 0 | 0
Office_Lobby_Large_OA_SPEED | OA Air |  | Sat | 2014-01-01 | 2014-12-31 | Hourly | 0 | 0 | 0 | 0 | 0 | 0 | 1 | 1 | 1 | 1 | 1 | 1 | 1 | 1 | 1 | 1 | 1 | 0 | 0 | 0 | 0 | 0 | 0 | 0
Office_Lobby_Large_OA_SPEED | OA Air |  | Wkdy ¦ Default | 2014-01-01 | 2014-12-31 | Hourly | 0 | 0 | 0 | 0 | 0 | 0 | 1 | 1 | 1 | 1 | 1 | 1 | 1 | 1 | 1 | 1 | 1 | 1 | 1 | 1 | 1 | 1 | 0 | 0
Office_BreakRoom_Large_CLGSETP_SPEED | Thermostat Setpoint | C | WntrDsn | 2014-01-01 | 2014-12-31 | Constant | Hr 1: 23.9
Office_BreakRoom_Large_CLGSETP_SPEED | Thermostat Setpoint | C | SmrDsn | 2014-01-01 | 2014-12-31 | Constant | Hr 1: 23.9
Office_BreakRoom_Large_CLGSETP_SPEED | Thermostat Setpoint | C | Sun | 2014-01-01 | 2014-12-31 | Hourly | 25.6 | 25.6 | 25.6 | 25.6 | 25.6 | 25.6 | 25.6 | 25.6 | 25.6 | 25.6 | 25.6 | 25.6 | 25.6 | 25.6 | 25.6 | 25.6 | 25.6 | 25.6 | 25.6 | 25.6 | 25.6 | 25.6 | 25.6 | 25.6
Office_BreakRoom_Large_CLGSETP_SPEED | Thermostat Setpoint | C | Sat | 2014-01-01 | 2014-12-31 | Hourly | 25.6 | 25.6 | 25.6 | 25.6 | 25.6 | 25.6 | 23.9 | 23.9 | 23.9 | 23.9 | 23.9 | 23.9 | 23.9 | 23.9 | 23.9 | 23.9 | 23.9 | 25.6 | 25.6 | 25.6 | 25.6 | 25.6 | 25.6 | 25.6
Office_BreakRoom_Large_CLGSETP_SPEED | Thermostat Setpoint | C | Wkdy ¦ Default | 2014-01-01 | 2014-12-31 | Hourly | 25.6 | 25.6 | 25.6 | 25.6 | 25.6 | 25.6 | 23.9 | 23.9 | 23.9 | 23.9 | 23.9 | 23.9 | 23.9 | 23.9 | 23.9 | 23.9 | 23.9 | 23.9 | 23.9 | 23.9 | 23.9 | 23.9 | 25.6 | 25.6
Office_BreakRoom_Large_HTGSETP_SPEED | Thermostat Setpoint | C | WntrDsn | 2014-01-01 | 2014-12-31 | Constant | Hr 1: 21.1
Office_BreakRoom_Large_HTGSETP_SPEED | Thermostat Setpoint | C | SmrDsn | 2014-01-01 | 2014-12-31 | Constant | Hr 1: 21.1
Office_BreakRoom_Large_HTGSETP_SPEED | Thermostat Setpoint | C | Sun | 2014-01-01 | 2014-12-31 | Hourly | 19.4 | 19.4 | 19.4 | 19.4 | 19.4 | 19.4 | 19.4 | 19.4 | 19.4 | 19.4 | 19.4 | 19.4 | 19.4 | 19.4 | 19.4 | 19.4 | 19.4 | 19.4 | 19.4 | 19.4 | 19.4 | 19.4 | 19.4 | 19.4
Office_BreakRoom_Large_HTGSETP_SPEED | Thermostat Setpoint | C | Sat | 2014-01-01 | 2014-12-31 | Hourly | 19.4 | 19.4 | 19.4 | 19.4 | 19.4 | 19.4 | 21.1 | 21.1 | 21.1 | 21.1 | 21.1 | 21.1 | 21.1 | 21.1 | 21.1 | 21.1 | 21.1 | 19.4 | 19.4 | 19.4 | 19.4 | 19.4 | 19.4 | 19.4
Office_BreakRoom_Large_HTGSETP_SPEED | Thermostat Setpoint | C | Wkdy ¦ Default | 2014-01-01 | 2014-12-31 | Hourly | 19.4 | 19.4 | 19.4 | 19.4 | 19.4 | 19.4 | 21.1 | 21.1 | 21.1 | 21.1 | 21.1 | 21.1 | 21.1 | 21.1 | 21.1 | 21.1 | 21.1 | 21.1 | 21.1 | 21.1 | 21.1 | 21.1 | 19.4 | 19.4
Office_BreakRoom_Large_OCC_SPEED | Occupancy |  | WntrDsn | 2014-01-01 | 2014-12-31 | Constant | Hr 1: 0
Office_BreakRoom_Large_OCC_SPEED | Occupancy |  | SmrDsn | 2014-01-01 | 2014-12-31 | Constant | bar: Hr 1
Office_BreakRoom_Large_OCC_SPEED | Occupancy |  | Sun | 2014-01-01 | 2014-12-31 | Hourly | 0 | 0 | 0 | 0 | 0 | 0 | 0.05 | 0.05 | 0.05 | 0.05 | 0.05 | 0.05 | 0.05 | 0.05 | 0.05 | 0.05 | 0.05 | 0.05 | 0 | 0 | 0 | 0 | 0 | 0
Office_BreakRoom_Large_OCC_SPEED | Occupancy |  | Sat | 2014-01-01 | 2014-12-31 | Hourly | 0 | 0 | 0 | 0 | 0 | 0 | 0.1 | 0.1 | 0.3 | 0.3 | 0.3 | 0.3 | 0.1 | 0.1 | 0.1 | 0.1 | 0.1 | 0.05 | 0.05 | 0 | 0 | 0 | 0 | 0
Office_BreakRoom_Large_OCC_SPEED | Occupancy |  | Wkdy ¦ Default | 2014-01-01 | 2014-12-31 | Hourly | 0 | 0 | 0 | 0 | 0 | 0 | 0.1 | 0.2 | 0.95 | 0.95 | 0.95 | 0.95 | 0.5 | 0.95 | 0.95 | 0.95 | 0.95 | 0.3 | 0.1 | 0.1 | 0.1 | 0.1 | 0.05 | 0.05
Office_BreakRoom_Large_LIGHT_2007_SPEED | Lighting |  | WntrDsn | 2014-01-01 | 2014-12-31 | Constant | Hr 1: 0
Office_BreakRoom_Large_LIGHT_2007_SPEED | Lighting |  | SmrDsn | 2014-01-01 | 2014-12-31 | Constant | bar: Hr 1
Office_BreakRoom_Large_LIGHT_2007_SPEED | Lighting |  | Sun | 2014-01-01 | 2014-12-31 | Constant | Hr 1: 0.05
Office_BreakRoom_Large_LIGHT_2007_SPEED | Lighting |  | Sat | 2014-01-01 | 2014-12-31 | Hourly | 0.05 | 0.05 | 0.05 | 0.05 | 0.05 | 0.05 | 0.1 | 0.1 | 0.3 | 0.3 | 0.3 | 0.3 | 0.15 | 0.15 | 0.15 | 0.15 | 0.15 | 0.05 | 0.05 | 0.05 | 0.05 | 0.05 | 0.05 | 0.05
Office_BreakRoom_Large_LIGHT_2007_SPEED | Lighting |  | Wkdy ¦ Default | 2014-01-01 | 2014-12-31 | Hourly | 0.05 | 0.05 | 0.05 | 0.05 | 0.05 | 0.05 | 0.1 | 0.3 | 0.9 | 0.9 | 0.9 | 0.9 | 0.9 | 0.9 | 0.9 | 0.9 | 0.9 | 0.5 | 0.3 | 0.3 | 0.2 | 0.2 | 0.1 | 0.05
Office_BreakRoom_Large_EQUIP_2007_SPEED | Equipment |  | WntrDsn | 2014-01-01 | 2014-12-31 | Constant | Hr 1: 0
Office_BreakRoom_Large_EQUIP_2007_SPEED | Equipment |  | SmrDsn | 2014-01-01 | 2014-12-31 | Constant | bar: Hr 1
Office_BreakRoom_Large_EQUIP_2007_SPEED | Equipment |  | Sun | 2014-01-01 | 2014-12-31 | Constant | Hr 1: 0.3
Office_BreakRoom_Large_EQUIP_2007_SPEED | Equipment |  | Sat | 2014-01-01 | 2014-12-31 | Hourly | 0.3 | 0.3 | 0.3 | 0.3 | 0.3 | 0.3 | 0.4 | 0.4 | 0.5 | 0.5 | 0.5 | 0.5 | 0.35 | 0.35 | 0.35 | 0.35 | 0.35 | 0.3 | 0.3 | 0.3 | 0.3 | 0.3 | 0.3 | 0.3
Office_BreakRoom_Large_EQUIP_2007_SPEED | Equipment |  | Wkdy ¦ Default | 2014-01-01 | 2014-12-31 | Hourly | 0.4 | 0.4 | 0.4 | 0.4 | 0.4 | 0.4 | 0.4 | 0.4 | 0.9 | 0.9 | 0.9 | 0.9 | 0.8 | 0.9 | 0.9 | 0.9 | 0.9 | 0.5 | 0.4 | 0.4 | 0.4 | 0.4 | 0.4 | 0.4
Office_BreakRoom_Large_LIGHT_2010_SPEED | Lighting |  | WntrDsn | 2014-01-01 | 2014-12-31 | Constant | Hr 1: 0
Office_BreakRoom_Large_LIGHT_2010_SPEED | Lighting |  | SmrDsn | 2014-01-01 | 2014-12-31 | Constant | bar: Hr 1
Office_BreakRoom_Large_LIGHT_2010_SPEED | Lighting |  | Sun | 2014-01-01 | 2014-12-31 | Constant | Hr 1: 0.05
Office_BreakRoom_Large_LIGHT_2010_SPEED | Lighting |  | Sat | 2014-01-01 | 2014-12-31 | Hourly | 0.05 | 0.05 | 0.05 | 0.05 | 0.05 | 0.05 | 0.09238 | 0.09238 | 0.27714 | 0.27714 | 0.27714 | 0.27714 | 0.13857 | 0.13857 | 0.13857 | 0.13857 | 0.13857 | 0.04619 | 0.04619 | 0.05 | 0.05 | 0.05 | 0.05 | 0.05
Office_BreakRoom_Large_LIGHT_2010_SPEED | Lighting |  | Wkdy ¦ Default | 2014-01-01 | 2014-12-31 | Hourly | 0.05 | 0.05 | 0.05 | 0.05 | 0.05 | 0.1 | 0.09238 | 0.27714 | 0.83142 | 0.83142 | 0.83142 | 0.83142 | 0.83142 | 0.83142 | 0.83142 | 0.83142 | 0.83142 | 0.4619 | 0.27714 | 0.27714 | 0.18476 | 0.18476 | 0.09238 | 0.04619
Office_BreakRoom_Large_EQUIP_2010_SPEED | Equipment |  | WntrDsn | 2014-01-01 | 2014-12-31 | Constant | Hr 1: 0
Office_BreakRoom_Large_EQUIP_2010_SPEED | Equipment |  | SmrDsn | 2014-01-01 | 2014-12-31 | Constant | bar: Hr 1
Office_BreakRoom_Large_EQUIP_2010_SPEED | Equipment |  | Sun | 2014-01-01 | 2014-12-31 | Hourly | 0.3 | 0.3 | 0.3 | 0.3 | 0.3 | 0.3 | 0.3 | 0.3 | 0.3 | 0.3 | 0.3 | 0.3 | 0.3 | 0.3 | 0.3 | 0.3 | 0.3 | 0.3 | 0.3 | 0.3 | 0.3 | 0.3 | 0.3 | 0.3
Office_BreakRoom_Large_EQUIP_2010_SPEED | Equipment |  | Sat | 2014-01-01 | 2014-12-31 | Hourly | 0.3 | 0.3 | 0.3 | 0.3 | 0.3 | 0.3 | 0.4 | 0.4 | 0.5 | 0.5 | 0.5 | 0.5 | 0.35 | 0.35 | 0.35 | 0.35 | 0.35 | 0.3 | 0.3 | 0.3 | 0.3 | 0.3 | 0.3 | 0.3
Office_BreakRoom_Large_EQUIP_2010_SPEED | Equipment |  | Wkdy ¦ Default | 2014-01-01 | 2014-12-31 | Hourly | 0.4 | 0.4 | 0.4 | 0.4 | 0.4 | 0.4 | 0.4 | 0.4 | 0.9 | 0.9 | 0.9 | 0.9 | 0.8 | 0.9 | 0.9 | 0.9 | 0.9 | 0.5 | 0.4 | 0.4 | 0.4 | 0.4 | 0.4 | 0.4
Office_BreakRoom_Large_LIGHT_2013_SPEED | Lighting |  | WntrDsn | 2014-01-01 | 2014-12-31 | Constant | Hr 1: 0
Office_BreakRoom_Large_LIGHT_2013_SPEED | Lighting |  | SmrDsn | 2014-01-01 | 2014-12-31 | Constant | bar: Hr 1
Office_BreakRoom_Large_LIGHT_2013_SPEED | Lighting |  | Sun | 2014-01-01 | 2014-12-31 | Hourly | 0.05 | 0.05 | 0.05 | 0.05 | 0.05 | 0.04528 | 0.04528 | 0.04528 | 0.04528 | 0.04528 | 0.04528 | 0.04528 | 0.04528 | 0.04528 | 0.04528 | 0.04528 | 0.04528 | 0.04528 | 0.05 | 0.05 | 0.05 | 0.05 | 0.05 | 0.05
Office_BreakRoom_Large_LIGHT_2013_SPEED | Lighting |  | Sat | 2014-01-01 | 2014-12-31 | Hourly | 0.05 | 0.05 | 0.05 | 0.05 | 0.05 | 0.05 | 0.09056 | 0.09056 | 0.27168 | 0.27168 | 0.27168 | 0.27168 | 0.13584 | 0.13584 | 0.13584 | 0.13584 | 0.13584 | 0.04528 | 0.04528 | 0.05 | 0.05 | 0.05 | 0.05 | 0.05
Office_BreakRoom_Large_LIGHT_2013_SPEED | Lighting |  | Wkdy ¦ Default | 2014-01-01 | 2014-12-31 | Hourly | 0.05 | 0.05 | 0.05 | 0.05 | 0.05 | 0.1 | 0.09056 | 0.27168 | 0.81504 | 0.81504 | 0.81504 | 0.81504 | 0.81504 | 0.81504 | 0.81504 | 0.81504 | 0.81504 | 0.4528 | 0.27168 | 0.27168 | 0.18112 | 0.18112 | 0.09056 | 0.04528
Office_BreakRoom_Large_EQUIP_2013_SPEED | Equipment |  | WntrDsn | 2014-01-01 | 2014-12-31 | Constant | Hr 1: 0
Office_BreakRoom_Large_EQUIP_2013_SPEED | Equipment |  | SmrDsn | 2014-01-01 | 2014-12-31 | Constant | bar: Hr 1
Office_BreakRoom_Large_EQUIP_2013_SPEED | Equipment |  | Sun | 2014-01-01 | 2014-12-31 | Hourly | 0.22108 | 0.22108 | 0.22108 | 0.22108 | 0.22108 | 0.22108 | 0.28474 | 0.28474 | 0.28474 | 0.28474 | 0.28474 | 0.28474 | 0.28474 | 0.28474 | 0.28474 | 0.28474 | 0.28474 | 0.28474 | 0.22108 | 0.22108 | 0.22108 | 0.22108 | 0.22108 | 0.22108
Office_BreakRoom_Large_EQUIP_2013_SPEED | Equipment |  | Sat | 2014-01-01 | 2014-12-31 | Hourly | 0.22108 | 0.22108 | 0.22108 | 0.22108 | 0.22108 | 0.22108 | 0.37966 | 0.37966 | 0.47457 | 0.47457 | 0.47457 | 0.47457 | 0.3322 | 0.3322 | 0.3322 | 0.3322 | 0.3322 | 0.28474 | 0.28474 | 0.22108 | 0.22108 | 0.22108 | 0.22108 | 0.22108
Office_BreakRoom_Large_EQUIP_2013_SPEED | Equipment |  | Wkdy ¦ Default | 2014-01-01 | 2014-12-31 | Hourly | 0.29478 | 0.29478 | 0.29478 | 0.29478 | 0.29478 | 0.29478 | 0.37966 | 0.37966 | 0.85423 | 0.85423 | 0.85423 | 0.85423 | 0.75931 | 0.85423 | 0.85423 | 0.85423 | 0.85423 | 0.47457 | 0.37966 | 0.37966 | 0.37966 | 0.37966 | 0.37966 | 0.37966
Office_BreakRoom_Large_INFIL_SPEED | Infiltration |  | WntrDsn | 2014-01-01 | 2014-12-31 | Constant | bar: Hr 1
Office_BreakRoom_Large_INFIL_SPEED | Infiltration |  | SmrDsn | 2014-01-01 | 2014-12-31 | Constant | bar: Hr 1
Office_BreakRoom_Large_INFIL_SPEED | Infiltration |  | Sun | 2014-01-01 | 2014-12-31 | Hourly | bar: Hr 1 to Hr 24
Office_BreakRoom_Large_INFIL_SPEED | Infiltration |  | Sat | 2014-01-01 | 2014-12-31 | Hourly | 1 | 1 | 1 | 1 | 1 | 1 | 0.5 | 0.5 | 0.5 | 0.5 | 0.5 | 0.5 | 0.5 | 0.5 | 0.5 | 0.5 | 0.5 | 1 | 1 | 1 | 1 | 1 | 1 | 1
Office_BreakRoom_Large_INFIL_SPEED | Infiltration |  | Wkdy ¦ Default | 2014-01-01 | 2014-12-31 | Hourly | 1 | 1 | 1 | 1 | 1 | 1 | 0.5 | 0.5 | 0.5 | 0.5 | 0.5 | 0.5 | 0.5 | 0.5 | 0.5 | 0.5 | 0.5 | 0.5 | 0.5 | 0.5 | 0.5 | 0.5 | 1 | 1
Office_BreakRoom_Large_ACTIVITY_SPEED | Activity | W | WntrDsn | 2014-01-01 | 2014-12-31 | Constant | Hr 1: 120
Office_BreakRoom_Large_ACTIVITY_SPEED | Activity | W | SmrDsn | 2014-01-01 | 2014-12-31 | Constant | Hr 1: 120
Office_BreakRoom_Large_ACTIVITY_SPEED | Activity | W | Sun | 2014-01-01 | 2014-12-31 | Constant | Hr 1: 120
Office_BreakRoom_Large_ACTIVITY_SPEED | Activity | W | Sat | 2014-01-01 | 2014-12-31 | Constant | Hr 1: 120
Office_BreakRoom_Large_ACTIVITY_SPEED | Activity | W | Wkdy ¦ Default | 2014-01-01 | 2014-12-31 | Constant | Hr 1: 120
Office_BreakRoom_Large_OA_SPEED | OA Air |  | WntrDsn | 2014-01-01 | 2014-12-31 | Constant | bar: Hr 1
Office_BreakRoom_Large_OA_SPEED | OA Air |  | SmrDsn | 2014-01-01 | 2014-12-31 | Constant | bar: Hr 1
Office_BreakRoom_Large_OA_SPEED | OA Air |  | Sun | 2014-01-01 | 2014-12-31 | Hourly | 0 | 0 | 0 | 0 | 0 | 0 | 0 | 0 | 0 | 0 | 0 | 0 | 0 | 0 | 0 | 0 | 0 | 0 | 0 | 0 | 0 | 0 | 0 | 0
Office_BreakRoom_Large_OA_SPEED | OA Air |  | Sat | 2014-01-01 | 2014-12-31 | Hourly | 0 | 0 | 0 | 0 | 0 | 0 | 1 | 1 | 1 | 1 | 1 | 1 | 1 | 1 | 1 | 1 | 1 | 0 | 0 | 0 | 0 | 0 | 0 | 0
Office_BreakRoom_Large_OA_SPEED | OA Air |  | Wkdy ¦ Default | 2014-01-01 | 2014-12-31 | Hourly | 0 | 0 | 0 | 0 | 0 | 0 | 1 | 1 | 1 | 1 | 1 | 1 | 1 | 1 | 1 | 1 | 1 | 1 | 1 | 1 | 1 | 1 | 0 | 0
Office_Restroom_Large_CLGSETP_SPEED | Thermostat Setpoint | C | WntrDsn | 2014-01-01 | 2014-12-31 | Constant | Hr 1: 23.9
Office_Restroom_Large_CLGSETP_SPEED | Thermostat Setpoint | C | SmrDsn | 2014-01-01 | 2014-12-31 | Constant | Hr 1: 23.9
Office_Restroom_Large_CLGSETP_SPEED | Thermostat Setpoint | C | Sun | 2014-01-01 | 2014-12-31 | Hourly | 25.6 | 25.6 | 25.6 | 25.6 | 25.6 | 25.6 | 25.6 | 25.6 | 25.6 | 25.6 | 25.6 | 25.6 | 25.6 | 25.6 | 25.6 | 25.6 | 25.6 | 25.6 | 25.6 | 25.6 | 25.6 | 25.6 | 25.6 | 25.6
Office_Restroom_Large_CLGSETP_SPEED | Thermostat Setpoint | C | Sat | 2014-01-01 | 2014-12-31 | Hourly | 25.6 | 25.6 | 25.6 | 25.6 | 25.6 | 25.6 | 23.9 | 23.9 | 23.9 | 23.9 | 23.9 | 23.9 | 23.9 | 23.9 | 23.9 | 23.9 | 23.9 | 25.6 | 25.6 | 25.6 | 25.6 | 25.6 | 25.6 | 25.6
Office_Restroom_Large_CLGSETP_SPEED | Thermostat Setpoint | C | Wkdy ¦ Default | 2014-01-01 | 2014-12-31 | Hourly | 25.6 | 25.6 | 25.6 | 25.6 | 25.6 | 25.6 | 23.9 | 23.9 | 23.9 | 23.9 | 23.9 | 23.9 | 23.9 | 23.9 | 23.9 | 23.9 | 23.9 | 23.9 | 23.9 | 23.9 | 23.9 | 23.9 | 25.6 | 25.6
Office_Restroom_Large_HTGSETP_SPEED | Thermostat Setpoint | C | WntrDsn | 2014-01-01 | 2014-12-31 | Constant | Hr 1: 21.1
Office_Restroom_Large_HTGSETP_SPEED | Thermostat Setpoint | C | SmrDsn | 2014-01-01 | 2014-12-31 | Constant | Hr 1: 21.1
Office_Restroom_Large_HTGSETP_SPEED | Thermostat Setpoint | C | Sun | 2014-01-01 | 2014-12-31 | Hourly | 19.4 | 19.4 | 19.4 | 19.4 | 19.4 | 19.4 | 19.4 | 19.4 | 19.4 | 19.4 | 19.4 | 19.4 | 19.4 | 19.4 | 19.4 | 19.4 | 19.4 | 19.4 | 19.4 | 19.4 | 19.4 | 19.4 | 19.4 | 19.4
Office_Restroom_Large_HTGSETP_SPEED | Thermostat Setpoint | C | Sat | 2014-01-01 | 2014-12-31 | Hourly | 19.4 | 19.4 | 19.4 | 19.4 | 19.4 | 19.4 | 21.1 | 21.1 | 21.1 | 21.1 | 21.1 | 21.1 | 21.1 | 21.1 | 21.1 | 21.1 | 21.1 | 19.4 | 19.4 | 19.4 | 19.4 | 19.4 | 19.4 | 19.4
Office_Restroom_Large_HTGSETP_SPEED | Thermostat Setpoint | C | Wkdy ¦ Default | 2014-01-01 | 2014-12-31 | Hourly | 19.4 | 19.4 | 19.4 | 19.4 | 19.4 | 19.4 | 21.1 | 21.1 | 21.1 | 21.1 | 21.1 | 21.1 | 21.1 | 21.1 | 21.1 | 21.1 | 21.1 | 21.1 | 21.1 | 21.1 | 21.1 | 21.1 | 19.4 | 19.4
Office_Restroom_Large_OCC_SPEED | Occupancy |  | WntrDsn | 2014-01-01 | 2014-12-31 | Constant | Hr 1: 0
Office_Restroom_Large_OCC_SPEED | Occupancy |  | SmrDsn | 2014-01-01 | 2014-12-31 | Constant | bar: Hr 1
Office_Restroom_Large_OCC_SPEED | Occupancy |  | Sun | 2014-01-01 | 2014-12-31 | Hourly | 0 | 0 | 0 | 0 | 0 | 0 | 0.05 | 0.05 | 0.05 | 0.05 | 0.05 | 0.05 | 0.05 | 0.05 | 0.05 | 0.05 | 0.05 | 0.05 | 0 | 0 | 0 | 0 | 0 | 0
Office_Restroom_Large_OCC_SPEED | Occupancy |  | Sat | 2014-01-01 | 2014-12-31 | Hourly | 0 | 0 | 0 | 0 | 0 | 0 | 0.1 | 0.1 | 0.3 | 0.3 | 0.3 | 0.3 | 0.1 | 0.1 | 0.1 | 0.1 | 0.1 | 0.05 | 0.05 | 0 | 0 | 0 | 0 | 0
Office_Restroom_Large_OCC_SPEED | Occupancy |  | Wkdy ¦ Default | 2014-01-01 | 2014-12-31 | Hourly | 0 | 0 | 0 | 0 | 0 | 0 | 0.1 | 0.2 | 0.95 | 0.95 | 0.95 | 0.95 | 0.5 | 0.95 | 0.95 | 0.95 | 0.95 | 0.3 | 0.1 | 0.1 | 0.1 | 0.1 | 0.05 | 0.05
Office_Restroom_Large_LIGHT_2007_SPEED | Lighting |  | WntrDsn | 2014-01-01 | 2014-12-31 | Constant | Hr 1: 0
Office_Restroom_Large_LIGHT_2007_SPEED | Lighting |  | SmrDsn | 2014-01-01 | 2014-12-31 | Constant | bar: Hr 1
Office_Restroom_Large_LIGHT_2007_SPEED | Lighting |  | Sun | 2014-01-01 | 2014-12-31 | Constant | Hr 1: 0.05
Office_Restroom_Large_LIGHT_2007_SPEED | Lighting |  | Sat | 2014-01-01 | 2014-12-31 | Hourly | 0.05 | 0.05 | 0.05 | 0.05 | 0.05 | 0.05 | 0.1 | 0.1 | 0.3 | 0.3 | 0.3 | 0.3 | 0.15 | 0.15 | 0.15 | 0.15 | 0.15 | 0.05 | 0.05 | 0.05 | 0.05 | 0.05 | 0.05 | 0.05
Office_Restroom_Large_LIGHT_2007_SPEED | Lighting |  | Wkdy ¦ Default | 2014-01-01 | 2014-12-31 | Hourly | 0.05 | 0.05 | 0.05 | 0.05 | 0.05 | 0.05 | 0.1 | 0.3 | 0.9 | 0.9 | 0.9 | 0.9 | 0.9 | 0.9 | 0.9 | 0.9 | 0.9 | 0.5 | 0.3 | 0.3 | 0.2 | 0.2 | 0.1 | 0.05
Office_Restroom_Large_EQUIP_2007_SPEED | Equipment |  | WntrDsn | 2014-01-01 | 2014-12-31 | Constant | Hr 1: 0
Office_Restroom_Large_EQUIP_2007_SPEED | Equipment |  | SmrDsn | 2014-01-01 | 2014-12-31 | Constant | bar: Hr 1
Office_Restroom_Large_EQUIP_2007_SPEED | Equipment |  | Sun | 2014-01-01 | 2014-12-31 | Constant | Hr 1: 0.3
Office_Restroom_Large_EQUIP_2007_SPEED | Equipment |  | Sat | 2014-01-01 | 2014-12-31 | Hourly | 0.3 | 0.3 | 0.3 | 0.3 | 0.3 | 0.3 | 0.4 | 0.4 | 0.5 | 0.5 | 0.5 | 0.5 | 0.35 | 0.35 | 0.35 | 0.35 | 0.35 | 0.3 | 0.3 | 0.3 | 0.3 | 0.3 | 0.3 | 0.3
Office_Restroom_Large_EQUIP_2007_SPEED | Equipment |  | Wkdy ¦ Default | 2014-01-01 | 2014-12-31 | Hourly | 0.4 | 0.4 | 0.4 | 0.4 | 0.4 | 0.4 | 0.4 | 0.4 | 0.9 | 0.9 | 0.9 | 0.9 | 0.8 | 0.9 | 0.9 | 0.9 | 0.9 | 0.5 | 0.4 | 0.4 | 0.4 | 0.4 | 0.4 | 0.4
Office_Restroom_Large_LIGHT_2010_SPEED | Lighting |  | WntrDsn | 2014-01-01 | 2014-12-31 | Constant | Hr 1: 0
Office_Restroom_Large_LIGHT_2010_SPEED | Lighting |  | SmrDsn | 2014-01-01 | 2014-12-31 | Constant | bar: Hr 1
Office_Restroom_Large_LIGHT_2010_SPEED | Lighting |  | Sun | 2014-01-01 | 2014-12-31 | Constant | Hr 1: 0.05
Office_Restroom_Large_LIGHT_2010_SPEED | Lighting |  | Sat | 2014-01-01 | 2014-12-31 | Hourly | 0.05 | 0.05 | 0.05 | 0.05 | 0.05 | 0.05 | 0.09238 | 0.09238 | 0.27714 | 0.27714 | 0.27714 | 0.27714 | 0.13857 | 0.13857 | 0.13857 | 0.13857 | 0.13857 | 0.04619 | 0.04619 | 0.05 | 0.05 | 0.05 | 0.05 | 0.05
Office_Restroom_Large_LIGHT_2010_SPEED | Lighting |  | Wkdy ¦ Default | 2014-01-01 | 2014-12-31 | Hourly | 0.05 | 0.05 | 0.05 | 0.05 | 0.05 | 0.1 | 0.09238 | 0.27714 | 0.83142 | 0.83142 | 0.83142 | 0.83142 | 0.83142 | 0.83142 | 0.83142 | 0.83142 | 0.83142 | 0.4619 | 0.27714 | 0.27714 | 0.18476 | 0.18476 | 0.09238 | 0.04619
Office_Restroom_Large_EQUIP_2010_SPEED | Equipment |  | WntrDsn | 2014-01-01 | 2014-12-31 | Constant | Hr 1: 0
Office_Restroom_Large_EQUIP_2010_SPEED | Equipment |  | SmrDsn | 2014-01-01 | 2014-12-31 | Constant | bar: Hr 1
Office_Restroom_Large_EQUIP_2010_SPEED | Equipment |  | Sun | 2014-01-01 | 2014-12-31 | Hourly | 0.3 | 0.3 | 0.3 | 0.3 | 0.3 | 0.3 | 0.3 | 0.3 | 0.3 | 0.3 | 0.3 | 0.3 | 0.3 | 0.3 | 0.3 | 0.3 | 0.3 | 0.3 | 0.3 | 0.3 | 0.3 | 0.3 | 0.3 | 0.3
Office_Restroom_Large_EQUIP_2010_SPEED | Equipment |  | Sat | 2014-01-01 | 2014-12-31 | Hourly | 0.3 | 0.3 | 0.3 | 0.3 | 0.3 | 0.3 | 0.4 | 0.4 | 0.5 | 0.5 | 0.5 | 0.5 | 0.35 | 0.35 | 0.35 | 0.35 | 0.35 | 0.3 | 0.3 | 0.3 | 0.3 | 0.3 | 0.3 | 0.3
Office_Restroom_Large_EQUIP_2010_SPEED | Equipment |  | Wkdy ¦ Default | 2014-01-01 | 2014-12-31 | Hourly | 0.4 | 0.4 | 0.4 | 0.4 | 0.4 | 0.4 | 0.4 | 0.4 | 0.9 | 0.9 | 0.9 | 0.9 | 0.8 | 0.9 | 0.9 | 0.9 | 0.9 | 0.5 | 0.4 | 0.4 | 0.4 | 0.4 | 0.4 | 0.4
Office_Restroom_Large_LIGHT_2013_SPEED | Lighting |  | WntrDsn | 2014-01-01 | 2014-12-31 | Constant | Hr 1: 0
Office_Restroom_Large_LIGHT_2013_SPEED | Lighting |  | SmrDsn | 2014-01-01 | 2014-12-31 | Constant | bar: Hr 1
Office_Restroom_Large_LIGHT_2013_SPEED | Lighting |  | Sun | 2014-01-01 | 2014-12-31 | Hourly | 0.05 | 0.05 | 0.05 | 0.05 | 0.05 | 0.04528 | 0.04528 | 0.04528 | 0.04528 | 0.04528 | 0.04528 | 0.04528 | 0.04528 | 0.04528 | 0.04528 | 0.04528 | 0.04528 | 0.04528 | 0.05 | 0.05 | 0.05 | 0.05 | 0.05 | 0.05
Office_Restroom_Large_LIGHT_2013_SPEED | Lighting |  | Sat | 2014-01-01 | 2014-12-31 | Hourly | 0.05 | 0.05 | 0.05 | 0.05 | 0.05 | 0.05 | 0.09056 | 0.09056 | 0.27168 | 0.27168 | 0.27168 | 0.27168 | 0.13584 | 0.13584 | 0.13584 | 0.13584 | 0.13584 | 0.04528 | 0.04528 | 0.05 | 0.05 | 0.05 | 0.05 | 0.05
Office_Restroom_Large_LIGHT_2013_SPEED | Lighting |  | Wkdy ¦ Default | 2014-01-01 | 2014-12-31 | Hourly | 0.05 | 0.05 | 0.05 | 0.05 | 0.05 | 0.1 | 0.09056 | 0.27168 | 0.81504 | 0.81504 | 0.81504 | 0.81504 | 0.81504 | 0.81504 | 0.81504 | 0.81504 | 0.81504 | 0.4528 | 0.27168 | 0.27168 | 0.18112 | 0.18112 | 0.09056 | 0.04528
Office_Restroom_Large_EQUIP_2013_SPEED | Equipment |  | WntrDsn | 2014-01-01 | 2014-12-31 | Constant | Hr 1: 0
Office_Restroom_Large_EQUIP_2013_SPEED | Equipment |  | SmrDsn | 2014-01-01 | 2014-12-31 | Constant | bar: Hr 1
Office_Restroom_Large_EQUIP_2013_SPEED | Equipment |  | Sun | 2014-01-01 | 2014-12-31 | Hourly | 0.22108 | 0.22108 | 0.22108 | 0.22108 | 0.22108 | 0.22108 | 0.28474 | 0.28474 | 0.28474 | 0.28474 | 0.28474 | 0.28474 | 0.28474 | 0.28474 | 0.28474 | 0.28474 | 0.28474 | 0.28474 | 0.22108 | 0.22108 | 0.22108 | 0.22108 | 0.22108 | 0.22108
Office_Restroom_Large_EQUIP_2013_SPEED | Equipment |  | Sat | 2014-01-01 | 2014-12-31 | Hourly | 0.22108 | 0.22108 | 0.22108 | 0.22108 | 0.22108 | 0.22108 | 0.37966 | 0.37966 | 0.47457 | 0.47457 | 0.47457 | 0.47457 | 0.3322 | 0.3322 | 0.3322 | 0.3322 | 0.3322 | 0.28474 | 0.28474 | 0.22108 | 0.22108 | 0.22108 | 0.22108 | 0.22108
Office_Restroom_Large_EQUIP_2013_SPEED | Equipment |  | Wkdy ¦ Default | 2014-01-01 | 2014-12-31 | Hourly | 0.29478 | 0.29478 | 0.29478 | 0.29478 | 0.29478 | 0.29478 | 0.37966 | 0.37966 | 0.85423 | 0.85423 | 0.85423 | 0.85423 | 0.75931 | 0.85423 | 0.85423 | 0.85423 | 0.85423 | 0.47457 | 0.37966 | 0.37966 | 0.37966 | 0.37966 | 0.37966 | 0.37966
Office_Restroom_Large_INFIL_SPEED | Infiltration |  | WntrDsn | 2014-01-01 | 2014-12-31 | Constant | bar: Hr 1
Office_Restroom_Large_INFIL_SPEED | Infiltration |  | SmrDsn | 2014-01-01 | 2014-12-31 | Constant | bar: Hr 1
Office_Restroom_Large_INFIL_SPEED | Infiltration |  | Sun | 2014-01-01 | 2014-12-31 | Hourly | bar: Hr 1 to Hr 24
Office_Restroom_Large_INFIL_SPEED | Infiltration |  | Sat | 2014-01-01 | 2014-12-31 | Hourly | 1 | 1 | 1 | 1 | 1 | 1 | 0.5 | 0.5 | 0.5 | 0.5 | 0.5 | 0.5 | 0.5 | 0.5 | 0.5 | 0.5 | 0.5 | 1 | 1 | 1 | 1 | 1 | 1 | 1
Office_Restroom_Large_INFIL_SPEED | Infiltration |  | Wkdy ¦ Default | 2014-01-01 | 2014-12-31 | Hourly | 1 | 1 | 1 | 1 | 1 | 1 | 0.5 | 0.5 | 0.5 | 0.5 | 0.5 | 0.5 | 0.5 | 0.5 | 0.5 | 0.5 | 0.5 | 0.5 | 0.5 | 0.5 | 0.5 | 0.5 | 1 | 1
Office_Restroom_Large_ACTIVITY_SPEED | Activity | W | WntrDsn | 2014-01-01 | 2014-12-31 | Constant | Hr 1: 120
Office_Restroom_Large_ACTIVITY_SPEED | Activity | W | SmrDsn | 2014-01-01 | 2014-12-31 | Constant | Hr 1: 120
Office_Restroom_Large_ACTIVITY_SPEED | Activity | W | Sun | 2014-01-01 | 2014-12-31 | Constant | Hr 1: 120
Office_Restroom_Large_ACTIVITY_SPEED | Activity | W | Sat | 2014-01-01 | 2014-12-31 | Constant | Hr 1: 120
Office_Restroom_Large_ACTIVITY_SPEED | Activity | W | Wkdy ¦ Default | 2014-01-01 | 2014-12-31 | Constant | Hr 1: 120
Office_Restroom_Large_OA_SPEED | OA Air |  | WntrDsn | 2014-01-01 | 2014-12-31 | Constant | bar: Hr 1
Office_Restroom_Large_OA_SPEED | OA Air |  | SmrDsn | 2014-01-01 | 2014-12-31 | Constant | bar: Hr 1
Office_Restroom_Large_OA_SPEED | OA Air |  | Sun | 2014-01-01 | 2014-12-31 | Hourly | 0 | 0 | 0 | 0 | 0 | 0 | 0 | 0 | 0 | 0 | 0 | 0 | 0 | 0 | 0 | 0 | 0 | 0 | 0 | 0 | 0 | 0 | 0 | 0
Office_Restroom_Large_OA_SPEED | OA Air |  | Sat | 2014-01-01 | 2014-12-31 | Hourly | 0 | 0 | 0 | 0 | 0 | 0 | 1 | 1 | 1 | 1 | 1 | 1 | 1 | 1 | 1 | 1 | 1 | 0 | 0 | 0 | 0 | 0 | 0 | 0
Office_Restroom_Large_OA_SPEED | OA Air |  | Wkdy ¦ Default | 2014-01-01 | 2014-12-31 | Hourly | 0 | 0 | 0 | 0 | 0 | 0 | 1 | 1 | 1 | 1 | 1 | 1 | 1 | 1 | 1 | 1 | 1 | 1 | 1 | 1 | 1 | 1 | 0 | 0
Office_Dining_Large_CLGSETP_SPEED | Thermostat Setpoint | C | WntrDsn | 2014-01-01 | 2014-12-31 | Constant | Hr 1: 23.9
Office_Dining_Large_CLGSETP_SPEED | Thermostat Setpoint | C | SmrDsn | 2014-01-01 | 2014-12-31 | Constant | Hr 1: 23.9
Office_Dining_Large_CLGSETP_SPEED | Thermostat Setpoint | C | Sun | 2014-01-01 | 2014-12-31 | Hourly | 25.6 | 25.6 | 25.6 | 25.6 | 25.6 | 25.6 | 25.6 | 25.6 | 25.6 | 25.6 | 25.6 | 25.6 | 25.6 | 25.6 | 25.6 | 25.6 | 25.6 | 25.6 | 25.6 | 25.6 | 25.6 | 25.6 | 25.6 | 25.6
Office_Dining_Large_CLGSETP_SPEED | Thermostat Setpoint | C | Sat | 2014-01-01 | 2014-12-31 | Hourly | 25.6 | 25.6 | 25.6 | 25.6 | 25.6 | 25.6 | 23.9 | 23.9 | 23.9 | 23.9 | 23.9 | 23.9 | 23.9 | 23.9 | 23.9 | 23.9 | 23.9 | 25.6 | 25.6 | 25.6 | 25.6 | 25.6 | 25.6 | 25.6
Office_Dining_Large_CLGSETP_SPEED | Thermostat Setpoint | C | Wkdy ¦ Default | 2014-01-01 | 2014-12-31 | Hourly | 25.6 | 25.6 | 25.6 | 25.6 | 25.6 | 25.6 | 23.9 | 23.9 | 23.9 | 23.9 | 23.9 | 23.9 | 23.9 | 23.9 | 23.9 | 23.9 | 23.9 | 23.9 | 23.9 | 23.9 | 23.9 | 23.9 | 25.6 | 25.6
Office_Dining_Large_HTGSETP_SPEED | Thermostat Setpoint | C | WntrDsn | 2014-01-01 | 2014-12-31 | Constant | Hr 1: 21.1
Office_Dining_Large_HTGSETP_SPEED | Thermostat Setpoint | C | SmrDsn | 2014-01-01 | 2014-12-31 | Constant | Hr 1: 21.1
Office_Dining_Large_HTGSETP_SPEED | Thermostat Setpoint | C | Sun | 2014-01-01 | 2014-12-31 | Hourly | 19.4 | 19.4 | 19.4 | 19.4 | 19.4 | 19.4 | 19.4 | 19.4 | 19.4 | 19.4 | 19.4 | 19.4 | 19.4 | 19.4 | 19.4 | 19.4 | 19.4 | 19.4 | 19.4 | 19.4 | 19.4 | 19.4 | 19.4 | 19.4
Office_Dining_Large_HTGSETP_SPEED | Thermostat Setpoint | C | Sat | 2014-01-01 | 2014-12-31 | Hourly | 19.4 | 19.4 | 19.4 | 19.4 | 19.4 | 19.4 | 21.1 | 21.1 | 21.1 | 21.1 | 21.1 | 21.1 | 21.1 | 21.1 | 21.1 | 21.1 | 21.1 | 19.4 | 19.4 | 19.4 | 19.4 | 19.4 | 19.4 | 19.4
Office_Dining_Large_HTGSETP_SPEED | Thermostat Setpoint | C | Wkdy ¦ Default | 2014-01-01 | 2014-12-31 | Hourly | 19.4 | 19.4 | 19.4 | 19.4 | 19.4 | 19.4 | 21.1 | 21.1 | 21.1 | 21.1 | 21.1 | 21.1 | 21.1 | 21.1 | 21.1 | 21.1 | 21.1 | 21.1 | 21.1 | 21.1 | 21.1 | 21.1 | 19.4 | 19.4
Office_Dining_Large_OCC_SPEED | Occupancy |  | WntrDsn | 2014-01-01 | 2014-12-31 | Constant | Hr 1: 0
Office_Dining_Large_OCC_SPEED | Occupancy |  | SmrDsn | 2014-01-01 | 2014-12-31 | Constant | bar: Hr 1
Office_Dining_Large_OCC_SPEED | Occupancy |  | Sun | 2014-01-01 | 2014-12-31 | Hourly | 0 | 0 | 0 | 0 | 0 | 0 | 0.05 | 0.05 | 0.05 | 0.05 | 0.05 | 0.05 | 0.05 | 0.05 | 0.05 | 0.05 | 0.05 | 0.05 | 0 | 0 | 0 | 0 | 0 | 0
Office_Dining_Large_OCC_SPEED | Occupancy |  | Sat | 2014-01-01 | 2014-12-31 | Hourly | 0 | 0 | 0 | 0 | 0 | 0 | 0.1 | 0.1 | 0.3 | 0.3 | 0.3 | 0.3 | 0.1 | 0.1 | 0.1 | 0.1 | 0.1 | 0.05 | 0.05 | 0 | 0 | 0 | 0 | 0
Office_Dining_Large_OCC_SPEED | Occupancy |  | Wkdy ¦ Default | 2014-01-01 | 2014-12-31 | Hourly | 0 | 0 | 0 | 0 | 0 | 0 | 0.1 | 0.2 | 0.95 | 0.95 | 0.95 | 0.95 | 0.5 | 0.95 | 0.95 | 0.95 | 0.95 | 0.3 | 0.1 | 0.1 | 0.1 | 0.1 | 0.05 | 0.05
Office_Dining_Large_LIGHT_2007_SPEED | Lighting |  | WntrDsn | 2014-01-01 | 2014-12-31 | Constant | Hr 1: 0
Office_Dining_Large_LIGHT_2007_SPEED | Lighting |  | SmrDsn | 2014-01-01 | 2014-12-31 | Constant | bar: Hr 1
Office_Dining_Large_LIGHT_2007_SPEED | Lighting |  | Sun | 2014-01-01 | 2014-12-31 | Constant | Hr 1: 0.05
Office_Dining_Large_LIGHT_2007_SPEED | Lighting |  | Sat | 2014-01-01 | 2014-12-31 | Hourly | 0.05 | 0.05 | 0.05 | 0.05 | 0.05 | 0.05 | 0.1 | 0.1 | 0.3 | 0.3 | 0.3 | 0.3 | 0.15 | 0.15 | 0.15 | 0.15 | 0.15 | 0.05 | 0.05 | 0.05 | 0.05 | 0.05 | 0.05 | 0.05
Office_Dining_Large_LIGHT_2007_SPEED | Lighting |  | Wkdy ¦ Default | 2014-01-01 | 2014-12-31 | Hourly | 0.05 | 0.05 | 0.05 | 0.05 | 0.05 | 0.05 | 0.1 | 0.3 | 0.9 | 0.9 | 0.9 | 0.9 | 0.9 | 0.9 | 0.9 | 0.9 | 0.9 | 0.5 | 0.3 | 0.3 | 0.2 | 0.2 | 0.1 | 0.05
Office_Dining_Large_EQUIP_2007_SPEED | Equipment |  | WntrDsn | 2014-01-01 | 2014-12-31 | Constant | Hr 1: 0
Office_Dining_Large_EQUIP_2007_SPEED | Equipment |  | SmrDsn | 2014-01-01 | 2014-12-31 | Constant | bar: Hr 1
Office_Dining_Large_EQUIP_2007_SPEED | Equipment |  | Sun | 2014-01-01 | 2014-12-31 | Constant | Hr 1: 0.3
Office_Dining_Large_EQUIP_2007_SPEED | Equipment |  | Sat | 2014-01-01 | 2014-12-31 | Hourly | 0.3 | 0.3 | 0.3 | 0.3 | 0.3 | 0.3 | 0.4 | 0.4 | 0.5 | 0.5 | 0.5 | 0.5 | 0.35 | 0.35 | 0.35 | 0.35 | 0.35 | 0.3 | 0.3 | 0.3 | 0.3 | 0.3 | 0.3 | 0.3
Office_Dining_Large_EQUIP_2007_SPEED | Equipment |  | Wkdy ¦ Default | 2014-01-01 | 2014-12-31 | Hourly | 0.4 | 0.4 | 0.4 | 0.4 | 0.4 | 0.4 | 0.4 | 0.4 | 0.9 | 0.9 | 0.9 | 0.9 | 0.8 | 0.9 | 0.9 | 0.9 | 0.9 | 0.5 | 0.4 | 0.4 | 0.4 | 0.4 | 0.4 | 0.4
Office_Dining_Large_LIGHT_2010_SPEED | Lighting |  | WntrDsn | 2014-01-01 | 2014-12-31 | Constant | Hr 1: 0
Office_Dining_Large_LIGHT_2010_SPEED | Lighting |  | SmrDsn | 2014-01-01 | 2014-12-31 | Constant | bar: Hr 1
Office_Dining_Large_LIGHT_2010_SPEED | Lighting |  | Sun | 2014-01-01 | 2014-12-31 | Constant | Hr 1: 0.05
Office_Dining_Large_LIGHT_2010_SPEED | Lighting |  | Sat | 2014-01-01 | 2014-12-31 | Hourly | 0.05 | 0.05 | 0.05 | 0.05 | 0.05 | 0.05 | 0.09238 | 0.09238 | 0.27714 | 0.27714 | 0.27714 | 0.27714 | 0.13857 | 0.13857 | 0.13857 | 0.13857 | 0.13857 | 0.04619 | 0.04619 | 0.05 | 0.05 | 0.05 | 0.05 | 0.05
Office_Dining_Large_LIGHT_2010_SPEED | Lighting |  | Wkdy ¦ Default | 2014-01-01 | 2014-12-31 | Hourly | 0.05 | 0.05 | 0.05 | 0.05 | 0.05 | 0.1 | 0.09238 | 0.27714 | 0.83142 | 0.83142 | 0.83142 | 0.83142 | 0.83142 | 0.83142 | 0.83142 | 0.83142 | 0.83142 | 0.4619 | 0.27714 | 0.27714 | 0.18476 | 0.18476 | 0.09238 | 0.04619
Office_Dining_Large_EQUIP_2010_SPEED | Equipment |  | WntrDsn | 2014-01-01 | 2014-12-31 | Constant | Hr 1: 0
Office_Dining_Large_EQUIP_2010_SPEED | Equipment |  | SmrDsn | 2014-01-01 | 2014-12-31 | Constant | bar: Hr 1
Office_Dining_Large_EQUIP_2010_SPEED | Equipment |  | Sun | 2014-01-01 | 2014-12-31 | Hourly | 0.3 | 0.3 | 0.3 | 0.3 | 0.3 | 0.3 | 0.3 | 0.3 | 0.3 | 0.3 | 0.3 | 0.3 | 0.3 | 0.3 | 0.3 | 0.3 | 0.3 | 0.3 | 0.3 | 0.3 | 0.3 | 0.3 | 0.3 | 0.3
Office_Dining_Large_EQUIP_2010_SPEED | Equipment |  | Sat | 2014-01-01 | 2014-12-31 | Hourly | 0.3 | 0.3 | 0.3 | 0.3 | 0.3 | 0.3 | 0.4 | 0.4 | 0.5 | 0.5 | 0.5 | 0.5 | 0.35 | 0.35 | 0.35 | 0.35 | 0.35 | 0.3 | 0.3 | 0.3 | 0.3 | 0.3 | 0.3 | 0.3
Office_Dining_Large_EQUIP_2010_SPEED | Equipment |  | Wkdy ¦ Default | 2014-01-01 | 2014-12-31 | Hourly | 0.4 | 0.4 | 0.4 | 0.4 | 0.4 | 0.4 | 0.4 | 0.4 | 0.9 | 0.9 | 0.9 | 0.9 | 0.8 | 0.9 | 0.9 | 0.9 | 0.9 | 0.5 | 0.4 | 0.4 | 0.4 | 0.4 | 0.4 | 0.4
Office_Dining_Large_LIGHT_2013_SPEED | Lighting |  | WntrDsn | 2014-01-01 | 2014-12-31 | Constant | Hr 1: 0
Office_Dining_Large_LIGHT_2013_SPEED | Lighting |  | SmrDsn | 2014-01-01 | 2014-12-31 | Constant | bar: Hr 1
Office_Dining_Large_LIGHT_2013_SPEED | Lighting |  | Sun | 2014-01-01 | 2014-12-31 | Hourly | 0.05 | 0.05 | 0.05 | 0.05 | 0.05 | 0.04528 | 0.04528 | 0.04528 | 0.04528 | 0.04528 | 0.04528 | 0.04528 | 0.04528 | 0.04528 | 0.04528 | 0.04528 | 0.04528 | 0.04528 | 0.05 | 0.05 | 0.05 | 0.05 | 0.05 | 0.05
Office_Dining_Large_LIGHT_2013_SPEED | Lighting |  | Sat | 2014-01-01 | 2014-12-31 | Hourly | 0.05 | 0.05 | 0.05 | 0.05 | 0.05 | 0.05 | 0.09056 | 0.09056 | 0.27168 | 0.27168 | 0.27168 | 0.27168 | 0.13584 | 0.13584 | 0.13584 | 0.13584 | 0.13584 | 0.04528 | 0.04528 | 0.05 | 0.05 | 0.05 | 0.05 | 0.05
Office_Dining_Large_LIGHT_2013_SPEED | Lighting |  | Wkdy ¦ Default | 2014-01-01 | 2014-12-31 | Hourly | 0.05 | 0.05 | 0.05 | 0.05 | 0.05 | 0.1 | 0.09056 | 0.27168 | 0.81504 | 0.81504 | 0.81504 | 0.81504 | 0.81504 | 0.81504 | 0.81504 | 0.81504 | 0.81504 | 0.4528 | 0.27168 | 0.27168 | 0.18112 | 0.18112 | 0.09056 | 0.04528
Office_Dining_Large_EQUIP_2013_SPEED | Equipment |  | WntrDsn | 2014-01-01 | 2014-12-31 | Constant | Hr 1: 0
Office_Dining_Large_EQUIP_2013_SPEED | Equipment |  | SmrDsn | 2014-01-01 | 2014-12-31 | Constant | bar: Hr 1
Office_Dining_Large_EQUIP_2013_SPEED | Equipment |  | Sun | 2014-01-01 | 2014-12-31 | Hourly | 0.22108 | 0.22108 | 0.22108 | 0.22108 | 0.22108 | 0.22108 | 0.28474 | 0.28474 | 0.28474 | 0.28474 | 0.28474 | 0.28474 | 0.28474 | 0.28474 | 0.28474 | 0.28474 | 0.28474 | 0.28474 | 0.22108 | 0.22108 | 0.22108 | 0.22108 | 0.22108 | 0.22108
Office_Dining_Large_EQUIP_2013_SPEED | Equipment |  | Sat | 2014-01-01 | 2014-12-31 | Hourly | 0.22108 | 0.22108 | 0.22108 | 0.22108 | 0.22108 | 0.22108 | 0.37966 | 0.37966 | 0.47457 | 0.47457 | 0.47457 | 0.47457 | 0.3322 | 0.3322 | 0.3322 | 0.3322 | 0.3322 | 0.28474 | 0.28474 | 0.22108 | 0.22108 | 0.22108 | 0.22108 | 0.22108
Office_Dining_Large_EQUIP_2013_SPEED | Equipment |  | Wkdy ¦ Default | 2014-01-01 | 2014-12-31 | Hourly | 0.29478 | 0.29478 | 0.29478 | 0.29478 | 0.29478 | 0.29478 | 0.37966 | 0.37966 | 0.85423 | 0.85423 | 0.85423 | 0.85423 | 0.75931 | 0.85423 | 0.85423 | 0.85423 | 0.85423 | 0.47457 | 0.37966 | 0.37966 | 0.37966 | 0.37966 | 0.37966 | 0.37966
Office_Dining_Large_INFIL_SPEED | Infiltration |  | WntrDsn | 2014-01-01 | 2014-12-31 | Constant | bar: Hr 1
Office_Dining_Large_INFIL_SPEED | Infiltration |  | SmrDsn | 2014-01-01 | 2014-12-31 | Constant | bar: Hr 1
Office_Dining_Large_INFIL_SPEED | Infiltration |  | Sun | 2014-01-01 | 2014-12-31 | Hourly | bar: Hr 1 to Hr 24
Office_Dining_Large_INFIL_SPEED | Infiltration |  | Sat | 2014-01-01 | 2014-12-31 | Hourly | 1 | 1 | 1 | 1 | 1 | 1 | 0.5 | 0.5 | 0.5 | 0.5 | 0.5 | 0.5 | 0.5 | 0.5 | 0.5 | 0.5 | 0.5 | 1 | 1 | 1 | 1 | 1 | 1 | 1
Office_Dining_Large_INFIL_SPEED | Infiltration |  | Wkdy ¦ Default | 2014-01-01 | 2014-12-31 | Hourly | 1 | 1 | 1 | 1 | 1 | 1 | 0.5 | 0.5 | 0.5 | 0.5 | 0.5 | 0.5 | 0.5 | 0.5 | 0.5 | 0.5 | 0.5 | 0.5 | 0.5 | 0.5 | 0.5 | 0.5 | 1 | 1
Office_Dining_Large_ACTIVITY_SPEED | Activity | W | WntrDsn | 2014-01-01 | 2014-12-31 | Constant | Hr 1: 120
Office_Dining_Large_ACTIVITY_SPEED | Activity | W | SmrDsn | 2014-01-01 | 2014-12-31 | Constant | Hr 1: 120
Office_Dining_Large_ACTIVITY_SPEED | Activity | W | Sun | 2014-01-01 | 2014-12-31 | Constant | Hr 1: 120
Office_Dining_Large_ACTIVITY_SPEED | Activity | W | Sat | 2014-01-01 | 2014-12-31 | Constant | Hr 1: 120
Office_Dining_Large_ACTIVITY_SPEED | Activity | W | Wkdy ¦ Default | 2014-01-01 | 2014-12-31 | Constant | Hr 1: 120
Office_Dining_Large_OA_SPEED | OA Air |  | WntrDsn | 2014-01-01 | 2014-12-31 | Constant | bar: Hr 1
Office_Dining_Large_OA_SPEED | OA Air |  | SmrDsn | 2014-01-01 | 2014-12-31 | Constant | bar: Hr 1
Office_Dining_Large_OA_SPEED | OA Air |  | Sun | 2014-01-01 | 2014-12-31 | Hourly | 0 | 0 | 0 | 0 | 0 | 0 | 0 | 0 | 0 | 0 | 0 | 0 | 0 | 0 | 0 | 0 | 0 | 0 | 0 | 0 | 0 | 0 | 0 | 0
Office_Dining_Large_OA_SPEED | OA Air |  | Sat | 2014-01-01 | 2014-12-31 | Hourly | 0 | 0 | 0 | 0 | 0 | 0 | 1 | 1 | 1 | 1 | 1 | 1 | 1 | 1 | 1 | 1 | 1 | 0 | 0 | 0 | 0 | 0 | 0 | 0
Office_Dining_Large_OA_SPEED | OA Air |  | Wkdy ¦ Default | 2014-01-01 | 2014-12-31 | Hourly | 0 | 0 | 0 | 0 | 0 | 0 | 1 | 1 | 1 | 1 | 1 | 1 | 1 | 1 | 1 | 1 | 1 | 1 | 1 | 1 | 1 | 1 | 0 | 0
Office_Classroom_Large_CLGSETP_SPEED | Thermostat Setpoint | C | WntrDsn | 2014-01-01 | 2014-12-31 | Constant | Hr 1: 23.9
Office_Classroom_Large_CLGSETP_SPEED | Thermostat Setpoint | C | SmrDsn | 2014-01-01 | 2014-12-31 | Constant | Hr 1: 23.9
Office_Classroom_Large_CLGSETP_SPEED | Thermostat Setpoint | C | Sun | 2014-01-01 | 2014-12-31 | Hourly | 25.6 | 25.6 | 25.6 | 25.6 | 25.6 | 25.6 | 25.6 | 25.6 | 25.6 | 25.6 | 25.6 | 25.6 | 25.6 | 25.6 | 25.6 | 25.6 | 25.6 | 25.6 | 25.6 | 25.6 | 25.6 | 25.6 | 25.6 | 25.6
Office_Classroom_Large_CLGSETP_SPEED | Thermostat Setpoint | C | Sat | 2014-01-01 | 2014-12-31 | Hourly | 25.6 | 25.6 | 25.6 | 25.6 | 25.6 | 25.6 | 23.9 | 23.9 | 23.9 | 23.9 | 23.9 | 23.9 | 23.9 | 23.9 | 23.9 | 23.9 | 23.9 | 25.6 | 25.6 | 25.6 | 25.6 | 25.6 | 25.6 | 25.6
Office_Classroom_Large_CLGSETP_SPEED | Thermostat Setpoint | C | Wkdy ¦ Default | 2014-01-01 | 2014-12-31 | Hourly | 25.6 | 25.6 | 25.6 | 25.6 | 25.6 | 25.6 | 23.9 | 23.9 | 23.9 | 23.9 | 23.9 | 23.9 | 23.9 | 23.9 | 23.9 | 23.9 | 23.9 | 23.9 | 23.9 | 23.9 | 23.9 | 23.9 | 25.6 | 25.6
Office_Classroom_Large_HTGSETP_SPEED | Thermostat Setpoint | C | WntrDsn | 2014-01-01 | 2014-12-31 | Constant | Hr 1: 21.1
Office_Classroom_Large_HTGSETP_SPEED | Thermostat Setpoint | C | SmrDsn | 2014-01-01 | 2014-12-31 | Constant | Hr 1: 21.1
Office_Classroom_Large_HTGSETP_SPEED | Thermostat Setpoint | C | Sun | 2014-01-01 | 2014-12-31 | Hourly | 19.4 | 19.4 | 19.4 | 19.4 | 19.4 | 19.4 | 19.4 | 19.4 | 19.4 | 19.4 | 19.4 | 19.4 | 19.4 | 19.4 | 19.4 | 19.4 | 19.4 | 19.4 | 19.4 | 19.4 | 19.4 | 19.4 | 19.4 | 19.4
Office_Classroom_Large_HTGSETP_SPEED | Thermostat Setpoint | C | Sat | 2014-01-01 | 2014-12-31 | Hourly | 19.4 | 19.4 | 19.4 | 19.4 | 19.4 | 19.4 | 21.1 | 21.1 | 21.1 | 21.1 | 21.1 | 21.1 | 21.1 | 21.1 | 21.1 | 21.1 | 21.1 | 19.4 | 19.4 | 19.4 | 19.4 | 19.4 | 19.4 | 19.4
Office_Classroom_Large_HTGSETP_SPEED | Thermostat Setpoint | C | Wkdy ¦ Default | 2014-01-01 | 2014-12-31 | Hourly | 19.4 | 19.4 | 19.4 | 19.4 | 19.4 | 19.4 | 21.1 | 21.1 | 21.1 | 21.1 | 21.1 | 21.1 | 21.1 | 21.1 | 21.1 | 21.1 | 21.1 | 21.1 | 21.1 | 21.1 | 21.1 | 21.1 | 19.4 | 19.4
Office_Classroom_Large_OCC_SPEED | Occupancy |  | WntrDsn | 2014-01-01 | 2014-12-31 | Constant | Hr 1: 0
Office_Classroom_Large_OCC_SPEED | Occupancy |  | SmrDsn | 2014-01-01 | 2014-12-31 | Constant | bar: Hr 1
Office_Classroom_Large_OCC_SPEED | Occupancy |  | Sun | 2014-01-01 | 2014-12-31 | Hourly | 0 | 0 | 0 | 0 | 0 | 0 | 0.05 | 0.05 | 0.05 | 0.05 | 0.05 | 0.05 | 0.05 | 0.05 | 0.05 | 0.05 | 0.05 | 0.05 | 0 | 0 | 0 | 0 | 0 | 0
Office_Classroom_Large_OCC_SPEED | Occupancy |  | Sat | 2014-01-01 | 2014-12-31 | Hourly | 0 | 0 | 0 | 0 | 0 | 0 | 0.1 | 0.1 | 0.3 | 0.3 | 0.3 | 0.3 | 0.1 | 0.1 | 0.1 | 0.1 | 0.1 | 0.05 | 0.05 | 0 | 0 | 0 | 0 | 0
Office_Classroom_Large_OCC_SPEED | Occupancy |  | Wkdy ¦ Default | 2014-01-01 | 2014-12-31 | Hourly | 0 | 0 | 0 | 0 | 0 | 0 | 0.1 | 0.2 | 0.95 | 0.95 | 0.95 | 0.95 | 0.5 | 0.95 | 0.95 | 0.95 | 0.95 | 0.3 | 0.1 | 0.1 | 0.1 | 0.1 | 0.05 | 0.05
Office_Classroom_Large_LIGHT_2007_SPEED | Lighting |  | WntrDsn | 2014-01-01 | 2014-12-31 | Constant | Hr 1: 0
Office_Classroom_Large_LIGHT_2007_SPEED | Lighting |  | SmrDsn | 2014-01-01 | 2014-12-31 | Constant | bar: Hr 1
Office_Classroom_Large_LIGHT_2007_SPEED | Lighting |  | Sun | 2014-01-01 | 2014-12-31 | Constant | Hr 1: 0.05
Office_Classroom_Large_LIGHT_2007_SPEED | Lighting |  | Sat | 2014-01-01 | 2014-12-31 | Hourly | 0.05 | 0.05 | 0.05 | 0.05 | 0.05 | 0.05 | 0.1 | 0.1 | 0.3 | 0.3 | 0.3 | 0.3 | 0.15 | 0.15 | 0.15 | 0.15 | 0.15 | 0.05 | 0.05 | 0.05 | 0.05 | 0.05 | 0.05 | 0.05
Office_Classroom_Large_LIGHT_2007_SPEED | Lighting |  | Wkdy ¦ Default | 2014-01-01 | 2014-12-31 | Hourly | 0.05 | 0.05 | 0.05 | 0.05 | 0.05 | 0.05 | 0.1 | 0.3 | 0.9 | 0.9 | 0.9 | 0.9 | 0.9 | 0.9 | 0.9 | 0.9 | 0.9 | 0.5 | 0.3 | 0.3 | 0.2 | 0.2 | 0.1 | 0.05
Office_Classroom_Large_EQUIP_2007_SPEED | Equipment |  | WntrDsn | 2014-01-01 | 2014-12-31 | Constant | Hr 1: 0
Office_Classroom_Large_EQUIP_2007_SPEED | Equipment |  | SmrDsn | 2014-01-01 | 2014-12-31 | Constant | bar: Hr 1
Office_Classroom_Large_EQUIP_2007_SPEED | Equipment |  | Sun | 2014-01-01 | 2014-12-31 | Constant | Hr 1: 0.3
Office_Classroom_Large_EQUIP_2007_SPEED | Equipment |  | Sat | 2014-01-01 | 2014-12-31 | Hourly | 0.3 | 0.3 | 0.3 | 0.3 | 0.3 | 0.3 | 0.4 | 0.4 | 0.5 | 0.5 | 0.5 | 0.5 | 0.35 | 0.35 | 0.35 | 0.35 | 0.35 | 0.3 | 0.3 | 0.3 | 0.3 | 0.3 | 0.3 | 0.3
Office_Classroom_Large_EQUIP_2007_SPEED | Equipment |  | Wkdy ¦ Default | 2014-01-01 | 2014-12-31 | Hourly | 0.4 | 0.4 | 0.4 | 0.4 | 0.4 | 0.4 | 0.4 | 0.4 | 0.9 | 0.9 | 0.9 | 0.9 | 0.8 | 0.9 | 0.9 | 0.9 | 0.9 | 0.5 | 0.4 | 0.4 | 0.4 | 0.4 | 0.4 | 0.4
Office_Classroom_Large_LIGHT_2010_SPEED | Lighting |  | WntrDsn | 2014-01-01 | 2014-12-31 | Constant | Hr 1: 0
Office_Classroom_Large_LIGHT_2010_SPEED | Lighting |  | SmrDsn | 2014-01-01 | 2014-12-31 | Constant | bar: Hr 1
Office_Classroom_Large_LIGHT_2010_SPEED | Lighting |  | Sun | 2014-01-01 | 2014-12-31 | Constant | Hr 1: 0.05
Office_Classroom_Large_LIGHT_2010_SPEED | Lighting |  | Sat | 2014-01-01 | 2014-12-31 | Hourly | 0.05 | 0.05 | 0.05 | 0.05 | 0.05 | 0.05 | 0.09238 | 0.09238 | 0.27714 | 0.27714 | 0.27714 | 0.27714 | 0.13857 | 0.13857 | 0.13857 | 0.13857 | 0.13857 | 0.04619 | 0.04619 | 0.05 | 0.05 | 0.05 | 0.05 | 0.05
Office_Classroom_Large_LIGHT_2010_SPEED | Lighting |  | Wkdy ¦ Default | 2014-01-01 | 2014-12-31 | Hourly | 0.05 | 0.05 | 0.05 | 0.05 | 0.05 | 0.1 | 0.09238 | 0.27714 | 0.83142 | 0.83142 | 0.83142 | 0.83142 | 0.83142 | 0.83142 | 0.83142 | 0.83142 | 0.83142 | 0.4619 | 0.27714 | 0.27714 | 0.18476 | 0.18476 | 0.09238 | 0.04619
Office_Classroom_Large_EQUIP_2010_SPEED | Equipment |  | WntrDsn | 2014-01-01 | 2014-12-31 | Constant | Hr 1: 0
Office_Classroom_Large_EQUIP_2010_SPEED | Equipment |  | SmrDsn | 2014-01-01 | 2014-12-31 | Constant | bar: Hr 1
Office_Classroom_Large_EQUIP_2010_SPEED | Equipment |  | Sun | 2014-01-01 | 2014-12-31 | Hourly | 0.3 | 0.3 | 0.3 | 0.3 | 0.3 | 0.3 | 0.3 | 0.3 | 0.3 | 0.3 | 0.3 | 0.3 | 0.3 | 0.3 | 0.3 | 0.3 | 0.3 | 0.3 | 0.3 | 0.3 | 0.3 | 0.3 | 0.3 | 0.3
Office_Classroom_Large_EQUIP_2010_SPEED | Equipment |  | Sat | 2014-01-01 | 2014-12-31 | Hourly | 0.3 | 0.3 | 0.3 | 0.3 | 0.3 | 0.3 | 0.4 | 0.4 | 0.5 | 0.5 | 0.5 | 0.5 | 0.35 | 0.35 | 0.35 | 0.35 | 0.35 | 0.3 | 0.3 | 0.3 | 0.3 | 0.3 | 0.3 | 0.3
Office_Classroom_Large_EQUIP_2010_SPEED | Equipment |  | Wkdy ¦ Default | 2014-01-01 | 2014-12-31 | Hourly | 0.4 | 0.4 | 0.4 | 0.4 | 0.4 | 0.4 | 0.4 | 0.4 | 0.9 | 0.9 | 0.9 | 0.9 | 0.8 | 0.9 | 0.9 | 0.9 | 0.9 | 0.5 | 0.4 | 0.4 | 0.4 | 0.4 | 0.4 | 0.4
Office_Classroom_Large_LIGHT_2013_SPEED | Lighting |  | WntrDsn | 2014-01-01 | 2014-12-31 | Constant | Hr 1: 0
Office_Classroom_Large_LIGHT_2013_SPEED | Lighting |  | SmrDsn | 2014-01-01 | 2014-12-31 | Constant | bar: Hr 1
Office_Classroom_Large_LIGHT_2013_SPEED | Lighting |  | Sun | 2014-01-01 | 2014-12-31 | Hourly | 0.05 | 0.05 | 0.05 | 0.05 | 0.05 | 0.04528 | 0.04528 | 0.04528 | 0.04528 | 0.04528 | 0.04528 | 0.04528 | 0.04528 | 0.04528 | 0.04528 | 0.04528 | 0.04528 | 0.04528 | 0.05 | 0.05 | 0.05 | 0.05 | 0.05 | 0.05
Office_Classroom_Large_LIGHT_2013_SPEED | Lighting |  | Sat | 2014-01-01 | 2014-12-31 | Hourly | 0.05 | 0.05 | 0.05 | 0.05 | 0.05 | 0.05 | 0.09056 | 0.09056 | 0.27168 | 0.27168 | 0.27168 | 0.27168 | 0.13584 | 0.13584 | 0.13584 | 0.13584 | 0.13584 | 0.04528 | 0.04528 | 0.05 | 0.05 | 0.05 | 0.05 | 0.05
Office_Classroom_Large_LIGHT_2013_SPEED | Lighting |  | Wkdy ¦ Default | 2014-01-01 | 2014-12-31 | Hourly | 0.05 | 0.05 | 0.05 | 0.05 | 0.05 | 0.1 | 0.09056 | 0.27168 | 0.81504 | 0.81504 | 0.81504 | 0.81504 | 0.81504 | 0.81504 | 0.81504 | 0.81504 | 0.81504 | 0.4528 | 0.27168 | 0.27168 | 0.18112 | 0.18112 | 0.09056 | 0.04528
Office_Classroom_Large_EQUIP_2013_SPEED | Equipment |  | WntrDsn | 2014-01-01 | 2014-12-31 | Constant | Hr 1: 0
Office_Classroom_Large_EQUIP_2013_SPEED | Equipment |  | SmrDsn | 2014-01-01 | 2014-12-31 | Constant | bar: Hr 1
Office_Classroom_Large_EQUIP_2013_SPEED | Equipment |  | Sun | 2014-01-01 | 2014-12-31 | Hourly | 0.22108 | 0.22108 | 0.22108 | 0.22108 | 0.22108 | 0.22108 | 0.28474 | 0.28474 | 0.28474 | 0.28474 | 0.28474 | 0.28474 | 0.28474 | 0.28474 | 0.28474 | 0.28474 | 0.28474 | 0.28474 | 0.22108 | 0.22108 | 0.22108 | 0.22108 | 0.22108 | 0.22108
Office_Classroom_Large_EQUIP_2013_SPEED | Equipment |  | Sat | 2014-01-01 | 2014-12-31 | Hourly | 0.22108 | 0.22108 | 0.22108 | 0.22108 | 0.22108 | 0.22108 | 0.37966 | 0.37966 | 0.47457 | 0.47457 | 0.47457 | 0.47457 | 0.3322 | 0.3322 | 0.3322 | 0.3322 | 0.3322 | 0.28474 | 0.28474 | 0.22108 | 0.22108 | 0.22108 | 0.22108 | 0.22108
Office_Classroom_Large_EQUIP_2013_SPEED | Equipment |  | Wkdy ¦ Default | 2014-01-01 | 2014-12-31 | Hourly | 0.29478 | 0.29478 | 0.29478 | 0.29478 | 0.29478 | 0.29478 | 0.37966 | 0.37966 | 0.85423 | 0.85423 | 0.85423 | 0.85423 | 0.75931 | 0.85423 | 0.85423 | 0.85423 | 0.85423 | 0.47457 | 0.37966 | 0.37966 | 0.37966 | 0.37966 | 0.37966 | 0.37966
Office_Classroom_Large_INFIL_SPEED | Infiltration |  | WntrDsn | 2014-01-01 | 2014-12-31 | Constant | bar: Hr 1
Office_Classroom_Large_INFIL_SPEED | Infiltration |  | SmrDsn | 2014-01-01 | 2014-12-31 | Constant | bar: Hr 1
Office_Classroom_Large_INFIL_SPEED | Infiltration |  | Sun | 2014-01-01 | 2014-12-31 | Hourly | bar: Hr 1 to Hr 24
Office_Classroom_Large_INFIL_SPEED | Infiltration |  | Sat | 2014-01-01 | 2014-12-31 | Hourly | 1 | 1 | 1 | 1 | 1 | 1 | 0.5 | 0.5 | 0.5 | 0.5 | 0.5 | 0.5 | 0.5 | 0.5 | 0.5 | 0.5 | 0.5 | 1 | 1 | 1 | 1 | 1 | 1 | 1
Office_Classroom_Large_INFIL_SPEED | Infiltration |  | Wkdy ¦ Default | 2014-01-01 | 2014-12-31 | Hourly | 1 | 1 | 1 | 1 | 1 | 1 | 0.5 | 0.5 | 0.5 | 0.5 | 0.5 | 0.5 | 0.5 | 0.5 | 0.5 | 0.5 | 0.5 | 0.5 | 0.5 | 0.5 | 0.5 | 0.5 | 1 | 1
Office_Classroom_Large_ACTIVITY_SPEED | Activity | W | WntrDsn | 2014-01-01 | 2014-12-31 | Constant | Hr 1: 120
Office_Classroom_Large_ACTIVITY_SPEED | Activity | W | SmrDsn | 2014-01-01 | 2014-12-31 | Constant | Hr 1: 120
Office_Classroom_Large_ACTIVITY_SPEED | Activity | W | Sun | 2014-01-01 | 2014-12-31 | Constant | Hr 1: 120
Office_Classroom_Large_ACTIVITY_SPEED | Activity | W | Sat | 2014-01-01 | 2014-12-31 | Constant | Hr 1: 120
Office_Classroom_Large_ACTIVITY_SPEED | Activity | W | Wkdy ¦ Default | 2014-01-01 | 2014-12-31 | Constant | Hr 1: 120
Office_Classroom_Large_OA_SPEED | OA Air |  | WntrDsn | 2014-01-01 | 2014-12-31 | Constant | bar: Hr 1
Office_Classroom_Large_OA_SPEED | OA Air |  | SmrDsn | 2014-01-01 | 2014-12-31 | Constant | bar: Hr 1
Office_Classroom_Large_OA_SPEED | OA Air |  | Sun | 2014-01-01 | 2014-12-31 | Hourly | 0 | 0 | 0 | 0 | 0 | 0 | 0 | 0 | 0 | 0 | 0 | 0 | 0 | 0 | 0 | 0 | 0 | 0 | 0 | 0 | 0 | 0 | 0 | 0
Office_Classroom_Large_OA_SPEED | OA Air |  | Sat | 2014-01-01 | 2014-12-31 | Hourly | 0 | 0 | 0 | 0 | 0 | 0 | 1 | 1 | 1 | 1 | 1 | 1 | 1 | 1 | 1 | 1 | 1 | 0 | 0 | 0 | 0 | 0 | 0 | 0
Office_Classroom_Large_OA_SPEED | OA Air |  | Wkdy ¦ Default | 2014-01-01 | 2014-12-31 | Hourly | 0 | 0 | 0 | 0 | 0 | 0 | 1 | 1 | 1 | 1 | 1 | 1 | 1 | 1 | 1 | 1 | 1 | 1 | 1 | 1 | 1 | 1 | 0 | 0
Office_PrivateOffice_Medium_CLGSETP_SPEED | Thermostat Setpoint | C | WntrDsn | 2014-01-01 | 2014-12-31 | Constant | Hr 1: 23.9
Office_PrivateOffice_Medium_CLGSETP_SPEED | Thermostat Setpoint | C | SmrDsn | 2014-01-01 | 2014-12-31 | Constant | Hr 1: 23.9
Office_PrivateOffice_Medium_CLGSETP_SPEED | Thermostat Setpoint | C | Sun | 2014-01-01 | 2014-12-31 | Hourly | 25.6 | 25.6 | 25.6 | 25.6 | 25.6 | 25.6 | 25.6 | 25.6 | 25.6 | 25.6 | 25.6 | 25.6 | 25.6 | 25.6 | 25.6 | 25.6 | 25.6 | 25.6 | 25.6 | 25.6 | 25.6 | 25.6 | 25.6 | 25.6
Office_PrivateOffice_Medium_CLGSETP_SPEED | Thermostat Setpoint | C | Sat | 2014-01-01 | 2014-12-31 | Hourly | 25.6 | 25.6 | 25.6 | 25.6 | 25.6 | 25.6 | 23.9 | 23.9 | 23.9 | 23.9 | 23.9 | 23.9 | 23.9 | 23.9 | 23.9 | 23.9 | 23.9 | 25.6 | 25.6 | 25.6 | 25.6 | 25.6 | 25.6 | 25.6
Office_PrivateOffice_Medium_CLGSETP_SPEED | Thermostat Setpoint | C | Wkdy ¦ Default | 2014-01-01 | 2014-12-31 | Hourly | 25.6 | 25.6 | 25.6 | 25.6 | 25.6 | 25.6 | 23.9 | 23.9 | 23.9 | 23.9 | 23.9 | 23.9 | 23.9 | 23.9 | 23.9 | 23.9 | 23.9 | 23.9 | 23.9 | 23.9 | 23.9 | 23.9 | 25.6 | 25.6
Office_PrivateOffice_Medium_HTGSETP_SPEED | Thermostat Setpoint | C | WntrDsn | 2014-01-01 | 2014-12-31 | Constant | Hr 1: 21.1
Office_PrivateOffice_Medium_HTGSETP_SPEED | Thermostat Setpoint | C | SmrDsn | 2014-01-01 | 2014-12-31 | Constant | Hr 1: 21.1
Office_PrivateOffice_Medium_HTGSETP_SPEED | Thermostat Setpoint | C | Sun | 2014-01-01 | 2014-12-31 | Hourly | 19.4 | 19.4 | 19.4 | 19.4 | 19.4 | 19.4 | 19.4 | 19.4 | 19.4 | 19.4 | 19.4 | 19.4 | 19.4 | 19.4 | 19.4 | 19.4 | 19.4 | 19.4 | 19.4 | 19.4 | 19.4 | 19.4 | 19.4 | 19.4
Office_PrivateOffice_Medium_HTGSETP_SPEED | Thermostat Setpoint | C | Sat | 2014-01-01 | 2014-12-31 | Hourly | 19.4 | 19.4 | 19.4 | 19.4 | 19.4 | 19.4 | 21.1 | 21.1 | 21.1 | 21.1 | 21.1 | 21.1 | 21.1 | 21.1 | 21.1 | 21.1 | 21.1 | 19.4 | 19.4 | 19.4 | 19.4 | 19.4 | 19.4 | 19.4
Office_PrivateOffice_Medium_HTGSETP_SPEED | Thermostat Setpoint | C | Wkdy ¦ Default | 2014-01-01 | 2014-12-31 | Hourly | 19.4 | 19.4 | 19.4 | 19.4 | 19.4 | 19.4 | 21.1 | 21.1 | 21.1 | 21.1 | 21.1 | 21.1 | 21.1 | 21.1 | 21.1 | 21.1 | 21.1 | 21.1 | 21.1 | 21.1 | 21.1 | 21.1 | 19.4 | 19.4
Office_PrivateOffice_Medium_OCC_SPEED | Occupancy |  | WntrDsn | 2014-01-01 | 2014-12-31 | Constant | Hr 1: 0
Office_PrivateOffice_Medium_OCC_SPEED | Occupancy |  | SmrDsn | 2014-01-01 | 2014-12-31 | Constant | bar: Hr 1
Office_PrivateOffice_Medium_OCC_SPEED | Occupancy |  | Sun | 2014-01-01 | 2014-12-31 | Hourly | 0 | 0 | 0 | 0 | 0 | 0 | 0.05 | 0.05 | 0.05 | 0.05 | 0.05 | 0.05 | 0.05 | 0.05 | 0.05 | 0.05 | 0.05 | 0.05 | 0 | 0 | 0 | 0 | 0 | 0
Office_PrivateOffice_Medium_OCC_SPEED | Occupancy |  | Sat | 2014-01-01 | 2014-12-31 | Hourly | 0 | 0 | 0 | 0 | 0 | 0 | 0.1 | 0.1 | 0.3 | 0.3 | 0.3 | 0.3 | 0.1 | 0.1 | 0.1 | 0.1 | 0.1 | 0.05 | 0.05 | 0 | 0 | 0 | 0 | 0
Office_PrivateOffice_Medium_OCC_SPEED | Occupancy |  | Wkdy ¦ Default | 2014-01-01 | 2014-12-31 | Hourly | 0 | 0 | 0 | 0 | 0 | 0 | 0.1 | 0.2 | 0.95 | 0.95 | 0.95 | 0.95 | 0.5 | 0.95 | 0.95 | 0.95 | 0.95 | 0.3 | 0.1 | 0.1 | 0.1 | 0.1 | 0.05 | 0.05
Office_PrivateOffice_Medium_LIGHT_2007_SPEED | Lighting |  | WntrDsn | 2014-01-01 | 2014-12-31 | Constant | Hr 1: 0
Office_PrivateOffice_Medium_LIGHT_2007_SPEED | Lighting |  | SmrDsn | 2014-01-01 | 2014-12-31 | Constant | bar: Hr 1
Office_PrivateOffice_Medium_LIGHT_2007_SPEED | Lighting |  | Sun | 2014-01-01 | 2014-12-31 | Constant | Hr 1: 0.05
Office_PrivateOffice_Medium_LIGHT_2007_SPEED | Lighting |  | Sat | 2014-01-01 | 2014-12-31 | Hourly | 0.05 | 0.05 | 0.05 | 0.05 | 0.05 | 0.05 | 0.1 | 0.1 | 0.3 | 0.3 | 0.3 | 0.3 | 0.15 | 0.15 | 0.15 | 0.15 | 0.15 | 0.05 | 0.05 | 0.05 | 0.05 | 0.05 | 0.05 | 0.05
Office_PrivateOffice_Medium_LIGHT_2007_SPEED | Lighting |  | Wkdy ¦ Default | 2014-01-01 | 2014-12-31 | Hourly | 0.05 | 0.05 | 0.05 | 0.05 | 0.05 | 0.1 | 0.1 | 0.3 | 0.9 | 0.9 | 0.9 | 0.9 | 0.9 | 0.9 | 0.9 | 0.9 | 0.9 | 0.5 | 0.3 | 0.3 | 0.2 | 0.2 | 0.1 | 0.05
Office_PrivateOffice_Medium_EQUIP_2007_SPEED | Equipment |  | WntrDsn | 2014-01-01 | 2014-12-31 | Constant | Hr 1: 0
Office_PrivateOffice_Medium_EQUIP_2007_SPEED | Equipment |  | SmrDsn | 2014-01-01 | 2014-12-31 | Constant | bar: Hr 1
Office_PrivateOffice_Medium_EQUIP_2007_SPEED | Equipment |  | Sun | 2014-01-01 | 2014-12-31 | Constant | Hr 1: 0.3
Office_PrivateOffice_Medium_EQUIP_2007_SPEED | Equipment |  | Sat | 2014-01-01 | 2014-12-31 | Hourly | 0.3 | 0.3 | 0.3 | 0.3 | 0.3 | 0.3 | 0.4 | 0.4 | 0.5 | 0.5 | 0.5 | 0.5 | 0.35 | 0.35 | 0.35 | 0.35 | 0.35 | 0.3 | 0.3 | 0.3 | 0.3 | 0.3 | 0.3 | 0.3
Office_PrivateOffice_Medium_EQUIP_2007_SPEED | Equipment |  | Wkdy ¦ Default | 2014-01-01 | 2014-12-31 | Hourly | 0.4 | 0.4 | 0.4 | 0.4 | 0.4 | 0.4 | 0.4 | 0.4 | 0.9 | 0.9 | 0.9 | 0.9 | 0.8 | 0.9 | 0.9 | 0.9 | 0.9 | 0.5 | 0.4 | 0.4 | 0.4 | 0.4 | 0.4 | 0.4
Office_PrivateOffice_Medium_LIGHT_2010_SPEED | Lighting |  | WntrDsn | 2014-01-01 | 2014-12-31 | Constant | Hr 1: 0
Office_PrivateOffice_Medium_LIGHT_2010_SPEED | Lighting |  | SmrDsn | 2014-01-01 | 2014-12-31 | Constant | bar: Hr 1
Office_PrivateOffice_Medium_LIGHT_2010_SPEED | Lighting |  | Sun | 2014-01-01 | 2014-12-31 | Hourly | 0.05 | 0.05 | 0.05 | 0.05 | 0.05 | 0.05 | 0.0452 | 0.0452 | 0.0452 | 0.0452 | 0.0452 | 0.0452 | 0.0452 | 0.0452 | 0.0452 | 0.0452 | 0.0452 | 0.0452 | 0.05 | 0.05 | 0.05 | 0.05 | 0.05 | 0.05
Office_PrivateOffice_Medium_LIGHT_2010_SPEED | Lighting |  | Sat | 2014-01-01 | 2014-12-31 | Hourly | 0.05 | 0.05 | 0.05 | 0.05 | 0.05 | 0.05 | 0.0904 | 0.0904 | 0.2712 | 0.2712 | 0.2712 | 0.2712 | 0.1356 | 0.1356 | 0.1356 | 0.1356 | 0.1356 | 0.0452 | 0.0452 | 0.05 | 0.05 | 0.05 | 0.05 | 0.05
Office_PrivateOffice_Medium_LIGHT_2010_SPEED | Lighting |  | Wkdy ¦ Default | 2014-01-01 | 2014-12-31 | Hourly | 0.05 | 0.05 | 0.05 | 0.05 | 0.05 | 0.1 | 0.0904 | 0.2712 | 0.8136 | 0.8136 | 0.8136 | 0.8136 | 0.8136 | 0.8136 | 0.8136 | 0.8136 | 0.8136 | 0.452 | 0.2712 | 0.2712 | 0.1808 | 0.1808 | 0.0904 | 0.0452
Office_PrivateOffice_Medium_EQUIP_2010_SPEED | Equipment |  | WntrDsn | 2014-01-01 | 2014-12-31 | Constant | Hr 1: 0
Office_PrivateOffice_Medium_EQUIP_2010_SPEED | Equipment |  | SmrDsn | 2014-01-01 | 2014-12-31 | Constant | bar: Hr 1
Office_PrivateOffice_Medium_EQUIP_2010_SPEED | Equipment |  | Sun | 2014-01-01 | 2014-12-31 | Hourly | 0.23814 | 0.23814 | 0.23814 | 0.23814 | 0.23814 | 0.23814 | 0.28811 | 0.28811 | 0.28811 | 0.28811 | 0.28811 | 0.28811 | 0.28811 | 0.28811 | 0.28811 | 0.28811 | 0.28811 | 0.28811 | 0.23814 | 0.23814 | 0.23814 | 0.23814 | 0.23814 | 0.23814
Office_PrivateOffice_Medium_EQUIP_2010_SPEED | Equipment |  | Sat | 2014-01-01 | 2014-12-31 | Hourly | 0.23814 | 0.23814 | 0.23814 | 0.23814 | 0.23814 | 0.23814 | 0.38414 | 0.38414 | 0.48018 | 0.48018 | 0.48018 | 0.48018 | 0.33613 | 0.33613 | 0.33613 | 0.33613 | 0.33613 | 0.28811 | 0.28811 | 0.23814 | 0.23814 | 0.23814 | 0.23814 | 0.23814
Office_PrivateOffice_Medium_EQUIP_2010_SPEED | Equipment |  | Wkdy ¦ Default | 2014-01-01 | 2014-12-31 | Hourly | 0.31751 | 0.31751 | 0.31751 | 0.31751 | 0.31751 | 0.31751 | 0.38414 | 0.38414 | 0.86432 | 0.86432 | 0.86432 | 0.86432 | 0.76829 | 0.86432 | 0.86432 | 0.86432 | 0.86432 | 0.48018 | 0.38414 | 0.38414 | 0.38414 | 0.38414 | 0.38414 | 0.38414
Office_PrivateOffice_Medium_LIGHT_2013_SPEED | Lighting |  | WntrDsn | 2014-01-01 | 2014-12-31 | Constant | Hr 1: 0
Office_PrivateOffice_Medium_LIGHT_2013_SPEED | Lighting |  | SmrDsn | 2014-01-01 | 2014-12-31 | Constant | bar: Hr 1
Office_PrivateOffice_Medium_LIGHT_2013_SPEED | Lighting |  | Sun | 2014-01-01 | 2014-12-31 | Hourly | 0.05 | 0.05 | 0.05 | 0.05 | 0.05 | 0.05 | 0.043116 | 0.043116 | 0.043116 | 0.043116 | 0.043116 | 0.043116 | 0.043116 | 0.043116 | 0.043116 | 0.043116 | 0.043116 | 0.043116 | 0.05 | 0.05 | 0.05 | 0.05 | 0.05 | 0.05
Office_PrivateOffice_Medium_LIGHT_2013_SPEED | Lighting |  | Sat | 2014-01-01 | 2014-12-31 | Hourly | 0.05 | 0.05 | 0.05 | 0.05 | 0.05 | 0.05 | 0.086233 | 0.086233 | 0.2587 | 0.2587 | 0.2587 | 0.2587 | 0.12935 | 0.12935 | 0.12935 | 0.12935 | 0.12935 | 0.043116 | 0.043116 | 0.05 | 0.05 | 0.05 | 0.05 | 0.05
Office_PrivateOffice_Medium_LIGHT_2013_SPEED | Lighting |  | Wkdy ¦ Default | 2014-01-01 | 2014-12-31 | Hourly | 0.05 | 0.05 | 0.05 | 0.05 | 0.05 | 0.1 | 0.086233 | 0.2587 | 0.77609 | 0.77609 | 0.77609 | 0.77609 | 0.77609 | 0.77609 | 0.77609 | 0.77609 | 0.77609 | 0.43116 | 0.2587 | 0.2587 | 0.17247 | 0.17247 | 0.086233 | 0.043116
Office_PrivateOffice_Medium_EQUIP_2013_SPEED | Equipment |  | WntrDsn | 2014-01-01 | 2014-12-31 | Constant | Hr 1: 0
Office_PrivateOffice_Medium_EQUIP_2013_SPEED | Equipment |  | SmrDsn | 2014-01-01 | 2014-12-31 | Constant | bar: Hr 1
Office_PrivateOffice_Medium_EQUIP_2013_SPEED | Equipment |  | Sun | 2014-01-01 | 2014-12-31 | Hourly | 0.23076 | 0.23076 | 0.23076 | 0.23076 | 0.23076 | 0.23076 | 0.28811 | 0.28811 | 0.28811 | 0.28811 | 0.28811 | 0.28811 | 0.28811 | 0.28811 | 0.28811 | 0.28811 | 0.28811 | 0.28811 | 0.23076 | 0.23076 | 0.23076 | 0.23076 | 0.23076 | 0.23076
Office_PrivateOffice_Medium_EQUIP_2013_SPEED | Equipment |  | Sat | 2014-01-01 | 2014-12-31 | Hourly | 0.23076 | 0.23076 | 0.23076 | 0.23076 | 0.23076 | 0.23076 | 0.38123 | 0.38123 | 0.47654 | 0.47654 | 0.47654 | 0.47654 | 0.33358 | 0.33358 | 0.33358 | 0.33358 | 0.33358 | 0.28593 | 0.28593 | 0.23076 | 0.23076 | 0.23076 | 0.23076 | 0.23076
Office_PrivateOffice_Medium_EQUIP_2013_SPEED | Equipment |  | Wkdy ¦ Default | 2014-01-01 | 2014-12-31 | Hourly | 0.30767 | 0.30767 | 0.30767 | 0.30767 | 0.30767 | 0.30767 | 0.38123 | 0.38123 | 0.85778 | 0.85778 | 0.85778 | 0.85778 | 0.76247 | 0.85778 | 0.85778 | 0.85778 | 0.85778 | 0.47654 | 0.38123 | 0.38123 | 0.38123 | 0.38123 | 0.38123 | 0.38123
Office_PrivateOffice_Medium_INFIL_SPEED | Infiltration |  | WntrDsn | 2014-01-01 | 2014-12-31 | Constant | bar: Hr 1
Office_PrivateOffice_Medium_INFIL_SPEED | Infiltration |  | SmrDsn | 2014-01-01 | 2014-12-31 | Constant | bar: Hr 1
Office_PrivateOffice_Medium_INFIL_SPEED | Infiltration |  | Sun | 2014-01-01 | 2014-12-31 | Hourly | bar: Hr 1 to Hr 24
Office_PrivateOffice_Medium_INFIL_SPEED | Infiltration |  | Sat | 2014-01-01 | 2014-12-31 | Hourly | 1 | 1 | 1 | 1 | 1 | 1 | 1 | 1 | 0.5 | 0.5 | 0.5 | 0.5 | 0.5 | 0.5 | 0.5 | 0.5 | 0.5 | 1 | 1 | 1 | 1 | 1 | 1 | 1
Office_PrivateOffice_Medium_INFIL_SPEED | Infiltration |  | Wkdy ¦ Default | 2014-01-01 | 2014-12-31 | Hourly | 1 | 1 | 1 | 1 | 1 | 1 | 0.5 | 0.5 | 0.5 | 0.5 | 0.5 | 0.5 | 0.5 | 0.5 | 0.5 | 0.5 | 0.5 | 0.5 | 0.5 | 0.5 | 0.5 | 0.5 | 1 | 1
Office_PrivateOffice_Medium_ACTIVITY_SPEED | Activity | W | WntrDsn | 2014-01-01 | 2014-12-31 | Constant | Hr 1: 120
Office_PrivateOffice_Medium_ACTIVITY_SPEED | Activity | W | SmrDsn | 2014-01-01 | 2014-12-31 | Constant | Hr 1: 120
Office_PrivateOffice_Medium_ACTIVITY_SPEED | Activity | W | Sun | 2014-01-01 | 2014-12-31 | Constant | Hr 1: 120
Office_PrivateOffice_Medium_ACTIVITY_SPEED | Activity | W | Sat | 2014-01-01 | 2014-12-31 | Constant | Hr 1: 120
Office_PrivateOffice_Medium_ACTIVITY_SPEED | Activity | W | Wkdy ¦ Default | 2014-01-01 | 2014-12-31 | Constant | Hr 1: 120
Office_PrivateOffice_Medium_OA_SPEED | OA Air |  | WntrDsn | 2014-01-01 | 2014-12-31 | Constant | bar: Hr 1
Office_PrivateOffice_Medium_OA_SPEED | OA Air |  | SmrDsn | 2014-01-01 | 2014-12-31 | Constant | bar: Hr 1
Office_PrivateOffice_Medium_OA_SPEED | OA Air |  | Sun | 2014-01-01 | 2014-12-31 | Hourly | 0 | 0 | 0 | 0 | 0 | 0 | 0 | 0 | 0 | 0 | 0 | 0 | 0 | 0 | 0 | 0 | 0 | 0 | 0 | 0 | 0 | 0 | 0 | 0
Office_PrivateOffice_Medium_OA_SPEED | OA Air |  | Sat | 2014-01-01 | 2014-12-31 | Hourly | 0 | 0 | 0 | 0 | 0 | 0 | 1 | 1 | 1 | 1 | 1 | 1 | 1 | 1 | 1 | 1 | 1 | 0 | 0 | 0 | 0 | 0 | 0 | 0
Office_PrivateOffice_Medium_OA_SPEED | OA Air |  | Wkdy ¦ Default | 2014-01-01 | 2014-12-31 | Hourly | 0 | 0 | 0 | 0 | 0 | 0 | 1 | 1 | 1 | 1 | 1 | 1 | 1 | 1 | 1 | 1 | 1 | 1 | 1 | 1 | 1 | 1 | 0 | 0
Office_OpenOffice_Medium_CLGSETP_SPEED | Thermostat Setpoint | C | WntrDsn | 2014-01-01 | 2014-12-31 | Constant | Hr 1: 23.9
Office_OpenOffice_Medium_CLGSETP_SPEED | Thermostat Setpoint | C | SmrDsn | 2014-01-01 | 2014-12-31 | Constant | Hr 1: 23.9
Office_OpenOffice_Medium_CLGSETP_SPEED | Thermostat Setpoint | C | Sun | 2014-01-01 | 2014-12-31 | Hourly | 25.6 | 25.6 | 25.6 | 25.6 | 25.6 | 25.6 | 25.6 | 25.6 | 25.6 | 25.6 | 25.6 | 25.6 | 25.6 | 25.6 | 25.6 | 25.6 | 25.6 | 25.6 | 25.6 | 25.6 | 25.6 | 25.6 | 25.6 | 25.6
Office_OpenOffice_Medium_CLGSETP_SPEED | Thermostat Setpoint | C | Sat | 2014-01-01 | 2014-12-31 | Hourly | 25.6 | 25.6 | 25.6 | 25.6 | 25.6 | 25.6 | 23.9 | 23.9 | 23.9 | 23.9 | 23.9 | 23.9 | 23.9 | 23.9 | 23.9 | 23.9 | 23.9 | 25.6 | 25.6 | 25.6 | 25.6 | 25.6 | 25.6 | 25.6
Office_OpenOffice_Medium_CLGSETP_SPEED | Thermostat Setpoint | C | Wkdy ¦ Default | 2014-01-01 | 2014-12-31 | Hourly | 25.6 | 25.6 | 25.6 | 25.6 | 25.6 | 25.6 | 23.9 | 23.9 | 23.9 | 23.9 | 23.9 | 23.9 | 23.9 | 23.9 | 23.9 | 23.9 | 23.9 | 23.9 | 23.9 | 23.9 | 23.9 | 23.9 | 25.6 | 25.6
Office_OpenOffice_Medium_HTGSETP_SPEED | Thermostat Setpoint | C | WntrDsn | 2014-01-01 | 2014-12-31 | Constant | Hr 1: 21.1
Office_OpenOffice_Medium_HTGSETP_SPEED | Thermostat Setpoint | C | SmrDsn | 2014-01-01 | 2014-12-31 | Constant | Hr 1: 21.1
Office_OpenOffice_Medium_HTGSETP_SPEED | Thermostat Setpoint | C | Sun | 2014-01-01 | 2014-12-31 | Hourly | 19.4 | 19.4 | 19.4 | 19.4 | 19.4 | 19.4 | 19.4 | 19.4 | 19.4 | 19.4 | 19.4 | 19.4 | 19.4 | 19.4 | 19.4 | 19.4 | 19.4 | 19.4 | 19.4 | 19.4 | 19.4 | 19.4 | 19.4 | 19.4
Office_OpenOffice_Medium_HTGSETP_SPEED | Thermostat Setpoint | C | Sat | 2014-01-01 | 2014-12-31 | Hourly | 19.4 | 19.4 | 19.4 | 19.4 | 19.4 | 19.4 | 21.1 | 21.1 | 21.1 | 21.1 | 21.1 | 21.1 | 21.1 | 21.1 | 21.1 | 21.1 | 21.1 | 19.4 | 19.4 | 19.4 | 19.4 | 19.4 | 19.4 | 19.4
Office_OpenOffice_Medium_HTGSETP_SPEED | Thermostat Setpoint | C | Wkdy ¦ Default | 2014-01-01 | 2014-12-31 | Hourly | 19.4 | 19.4 | 19.4 | 19.4 | 19.4 | 19.4 | 21.1 | 21.1 | 21.1 | 21.1 | 21.1 | 21.1 | 21.1 | 21.1 | 21.1 | 21.1 | 21.1 | 21.1 | 21.1 | 21.1 | 21.1 | 21.1 | 19.4 | 19.4
Office_OpenOffice_Medium_OCC_SPEED | Occupancy |  | WntrDsn | 2014-01-01 | 2014-12-31 | Constant | Hr 1: 0
Office_OpenOffice_Medium_OCC_SPEED | Occupancy |  | SmrDsn | 2014-01-01 | 2014-12-31 | Constant | bar: Hr 1
Office_OpenOffice_Medium_OCC_SPEED | Occupancy |  | Sun | 2014-01-01 | 2014-12-31 | Hourly | 0 | 0 | 0 | 0 | 0 | 0 | 0.05 | 0.05 | 0.05 | 0.05 | 0.05 | 0.05 | 0.05 | 0.05 | 0.05 | 0.05 | 0.05 | 0.05 | 0 | 0 | 0 | 0 | 0 | 0
Office_OpenOffice_Medium_OCC_SPEED | Occupancy |  | Sat | 2014-01-01 | 2014-12-31 | Hourly | 0 | 0 | 0 | 0 | 0 | 0 | 0.1 | 0.1 | 0.3 | 0.3 | 0.3 | 0.3 | 0.1 | 0.1 | 0.1 | 0.1 | 0.1 | 0.05 | 0.05 | 0 | 0 | 0 | 0 | 0
Office_OpenOffice_Medium_OCC_SPEED | Occupancy |  | Wkdy ¦ Default | 2014-01-01 | 2014-12-31 | Hourly | 0 | 0 | 0 | 0 | 0 | 0 | 0.1 | 0.2 | 0.95 | 0.95 | 0.95 | 0.95 | 0.5 | 0.95 | 0.95 | 0.95 | 0.95 | 0.3 | 0.1 | 0.1 | 0.1 | 0.1 | 0.05 | 0.05
Office_OpenOffice_Medium_LIGHT_2007_SPEED | Lighting |  | WntrDsn | 2014-01-01 | 2014-12-31 | Constant | Hr 1: 0
Office_OpenOffice_Medium_LIGHT_2007_SPEED | Lighting |  | SmrDsn | 2014-01-01 | 2014-12-31 | Constant | bar: Hr 1
Office_OpenOffice_Medium_LIGHT_2007_SPEED | Lighting |  | Sun | 2014-01-01 | 2014-12-31 | Constant | Hr 1: 0.05
Office_OpenOffice_Medium_LIGHT_2007_SPEED | Lighting |  | Sat | 2014-01-01 | 2014-12-31 | Hourly | 0.05 | 0.05 | 0.05 | 0.05 | 0.05 | 0.05 | 0.1 | 0.1 | 0.3 | 0.3 | 0.3 | 0.3 | 0.15 | 0.15 | 0.15 | 0.15 | 0.15 | 0.05 | 0.05 | 0.05 | 0.05 | 0.05 | 0.05 | 0.05
Office_OpenOffice_Medium_LIGHT_2007_SPEED | Lighting |  | Wkdy ¦ Default | 2014-01-01 | 2014-12-31 | Hourly | 0.05 | 0.05 | 0.05 | 0.05 | 0.05 | 0.1 | 0.1 | 0.3 | 0.9 | 0.9 | 0.9 | 0.9 | 0.9 | 0.9 | 0.9 | 0.9 | 0.9 | 0.5 | 0.3 | 0.3 | 0.2 | 0.2 | 0.1 | 0.05
Office_OpenOffice_Medium_EQUIP_2007_SPEED | Equipment |  | WntrDsn | 2014-01-01 | 2014-12-31 | Constant | Hr 1: 0
Office_OpenOffice_Medium_EQUIP_2007_SPEED | Equipment |  | SmrDsn | 2014-01-01 | 2014-12-31 | Constant | bar: Hr 1
Office_OpenOffice_Medium_EQUIP_2007_SPEED | Equipment |  | Sun | 2014-01-01 | 2014-12-31 | Constant | Hr 1: 0.3
Office_OpenOffice_Medium_EQUIP_2007_SPEED | Equipment |  | Sat | 2014-01-01 | 2014-12-31 | Hourly | 0.3 | 0.3 | 0.3 | 0.3 | 0.3 | 0.3 | 0.4 | 0.4 | 0.5 | 0.5 | 0.5 | 0.5 | 0.35 | 0.35 | 0.35 | 0.35 | 0.35 | 0.3 | 0.3 | 0.3 | 0.3 | 0.3 | 0.3 | 0.3
Office_OpenOffice_Medium_EQUIP_2007_SPEED | Equipment |  | Wkdy ¦ Default | 2014-01-01 | 2014-12-31 | Hourly | 0.4 | 0.4 | 0.4 | 0.4 | 0.4 | 0.4 | 0.4 | 0.4 | 0.9 | 0.9 | 0.9 | 0.9 | 0.8 | 0.9 | 0.9 | 0.9 | 0.9 | 0.5 | 0.4 | 0.4 | 0.4 | 0.4 | 0.4 | 0.4
Office_OpenOffice_Medium_LIGHT_2010_SPEED | Lighting |  | WntrDsn | 2014-01-01 | 2014-12-31 | Constant | Hr 1: 0
Office_OpenOffice_Medium_LIGHT_2010_SPEED | Lighting |  | SmrDsn | 2014-01-01 | 2014-12-31 | Constant | bar: Hr 1
Office_OpenOffice_Medium_LIGHT_2010_SPEED | Lighting |  | Sun | 2014-01-01 | 2014-12-31 | Hourly | 0.05 | 0.05 | 0.05 | 0.05 | 0.05 | 0.05 | 0.0452 | 0.0452 | 0.0452 | 0.0452 | 0.0452 | 0.0452 | 0.0452 | 0.0452 | 0.0452 | 0.0452 | 0.0452 | 0.0452 | 0.05 | 0.05 | 0.05 | 0.05 | 0.05 | 0.05
Office_OpenOffice_Medium_LIGHT_2010_SPEED | Lighting |  | Sat | 2014-01-01 | 2014-12-31 | Hourly | 0.05 | 0.05 | 0.05 | 0.05 | 0.05 | 0.05 | 0.0904 | 0.0904 | 0.2712 | 0.2712 | 0.2712 | 0.2712 | 0.1356 | 0.1356 | 0.1356 | 0.1356 | 0.1356 | 0.0452 | 0.0452 | 0.05 | 0.05 | 0.05 | 0.05 | 0.05
Office_OpenOffice_Medium_LIGHT_2010_SPEED | Lighting |  | Wkdy ¦ Default | 2014-01-01 | 2014-12-31 | Hourly | 0.05 | 0.05 | 0.05 | 0.05 | 0.05 | 0.1 | 0.0904 | 0.2712 | 0.8136 | 0.8136 | 0.8136 | 0.8136 | 0.8136 | 0.8136 | 0.8136 | 0.8136 | 0.8136 | 0.452 | 0.2712 | 0.2712 | 0.1808 | 0.1808 | 0.0904 | 0.0452
Office_OpenOffice_Medium_EQUIP_2010_SPEED | Equipment |  | WntrDsn | 2014-01-01 | 2014-12-31 | Constant | Hr 1: 0
Office_OpenOffice_Medium_EQUIP_2010_SPEED | Equipment |  | SmrDsn | 2014-01-01 | 2014-12-31 | Constant | bar: Hr 1
Office_OpenOffice_Medium_EQUIP_2010_SPEED | Equipment |  | Sun | 2014-01-01 | 2014-12-31 | Hourly | 0.23814 | 0.23814 | 0.23814 | 0.23814 | 0.23814 | 0.23814 | 0.28811 | 0.28811 | 0.28811 | 0.28811 | 0.28811 | 0.28811 | 0.28811 | 0.28811 | 0.28811 | 0.28811 | 0.28811 | 0.28811 | 0.23814 | 0.23814 | 0.23814 | 0.23814 | 0.23814 | 0.23814
Office_OpenOffice_Medium_EQUIP_2010_SPEED | Equipment |  | Sat | 2014-01-01 | 2014-12-31 | Hourly | 0.23814 | 0.23814 | 0.23814 | 0.23814 | 0.23814 | 0.23814 | 0.38414 | 0.38414 | 0.48018 | 0.48018 | 0.48018 | 0.48018 | 0.33613 | 0.33613 | 0.33613 | 0.33613 | 0.33613 | 0.28811 | 0.28811 | 0.23814 | 0.23814 | 0.23814 | 0.23814 | 0.23814
Office_OpenOffice_Medium_EQUIP_2010_SPEED | Equipment |  | Wkdy ¦ Default | 2014-01-01 | 2014-12-31 | Hourly | 0.31751 | 0.31751 | 0.31751 | 0.31751 | 0.31751 | 0.31751 | 0.38414 | 0.38414 | 0.86432 | 0.86432 | 0.86432 | 0.86432 | 0.76829 | 0.86432 | 0.86432 | 0.86432 | 0.86432 | 0.48018 | 0.38414 | 0.38414 | 0.38414 | 0.38414 | 0.38414 | 0.38414
Office_OpenOffice_Medium_LIGHT_2013_SPEED | Lighting |  | WntrDsn | 2014-01-01 | 2014-12-31 | Constant | Hr 1: 0
Office_OpenOffice_Medium_LIGHT_2013_SPEED | Lighting |  | SmrDsn | 2014-01-01 | 2014-12-31 | Constant | bar: Hr 1
Office_OpenOffice_Medium_LIGHT_2013_SPEED | Lighting |  | Sun | 2014-01-01 | 2014-12-31 | Hourly | 0.05 | 0.05 | 0.05 | 0.05 | 0.05 | 0.05 | 0.043116 | 0.043116 | 0.043116 | 0.043116 | 0.043116 | 0.043116 | 0.043116 | 0.043116 | 0.043116 | 0.043116 | 0.043116 | 0.043116 | 0.05 | 0.05 | 0.05 | 0.05 | 0.05 | 0.05
Office_OpenOffice_Medium_LIGHT_2013_SPEED | Lighting |  | Sat | 2014-01-01 | 2014-12-31 | Hourly | 0.05 | 0.05 | 0.05 | 0.05 | 0.05 | 0.05 | 0.086233 | 0.086233 | 0.2587 | 0.2587 | 0.2587 | 0.2587 | 0.12935 | 0.12935 | 0.12935 | 0.12935 | 0.12935 | 0.043116 | 0.043116 | 0.05 | 0.05 | 0.05 | 0.05 | 0.05
Office_OpenOffice_Medium_LIGHT_2013_SPEED | Lighting |  | Wkdy ¦ Default | 2014-01-01 | 2014-12-31 | Hourly | 0.05 | 0.05 | 0.05 | 0.05 | 0.05 | 0.1 | 0.086233 | 0.2587 | 0.77609 | 0.77609 | 0.77609 | 0.77609 | 0.77609 | 0.77609 | 0.77609 | 0.77609 | 0.77609 | 0.43116 | 0.2587 | 0.2587 | 0.17247 | 0.17247 | 0.086233 | 0.043116
Office_OpenOffice_Medium_EQUIP_2013_SPEED | Equipment |  | WntrDsn | 2014-01-01 | 2014-12-31 | Constant | Hr 1: 0
Office_OpenOffice_Medium_EQUIP_2013_SPEED | Equipment |  | SmrDsn | 2014-01-01 | 2014-12-31 | Constant | bar: Hr 1
Office_OpenOffice_Medium_EQUIP_2013_SPEED | Equipment |  | Sun | 2014-01-01 | 2014-12-31 | Hourly | 0.23076 | 0.23076 | 0.23076 | 0.23076 | 0.23076 | 0.23076 | 0.28811 | 0.28811 | 0.28811 | 0.28811 | 0.28811 | 0.28811 | 0.28811 | 0.28811 | 0.28811 | 0.28811 | 0.28811 | 0.28811 | 0.23076 | 0.23076 | 0.23076 | 0.23076 | 0.23076 | 0.23076
Office_OpenOffice_Medium_EQUIP_2013_SPEED | Equipment |  | Sat | 2014-01-01 | 2014-12-31 | Hourly | 0.23076 | 0.23076 | 0.23076 | 0.23076 | 0.23076 | 0.23076 | 0.38123 | 0.38123 | 0.47654 | 0.47654 | 0.47654 | 0.47654 | 0.33358 | 0.33358 | 0.33358 | 0.33358 | 0.33358 | 0.28593 | 0.28593 | 0.23076 | 0.23076 | 0.23076 | 0.23076 | 0.23076
Office_OpenOffice_Medium_EQUIP_2013_SPEED | Equipment |  | Wkdy ¦ Default | 2014-01-01 | 2014-12-31 | Hourly | 0.30767 | 0.30767 | 0.30767 | 0.30767 | 0.30767 | 0.30767 | 0.38123 | 0.38123 | 0.85778 | 0.85778 | 0.85778 | 0.85778 | 0.76247 | 0.85778 | 0.85778 | 0.85778 | 0.85778 | 0.47654 | 0.38123 | 0.38123 | 0.38123 | 0.38123 | 0.38123 | 0.38123
Office_OpenOffice_Medium_INFIL_SPEED | Infiltration |  | WntrDsn | 2014-01-01 | 2014-12-31 | Constant | bar: Hr 1
Office_OpenOffice_Medium_INFIL_SPEED | Infiltration |  | SmrDsn | 2014-01-01 | 2014-12-31 | Constant | bar: Hr 1
Office_OpenOffice_Medium_INFIL_SPEED | Infiltration |  | Sun | 2014-01-01 | 2014-12-31 | Hourly | bar: Hr 1 to Hr 24
Office_OpenOffice_Medium_INFIL_SPEED | Infiltration |  | Sat | 2014-01-01 | 2014-12-31 | Hourly | 1 | 1 | 1 | 1 | 1 | 1 | 1 | 1 | 0.5 | 0.5 | 0.5 | 0.5 | 0.5 | 0.5 | 0.5 | 0.5 | 0.5 | 1 | 1 | 1 | 1 | 1 | 1 | 1
Office_OpenOffice_Medium_INFIL_SPEED | Infiltration |  | Wkdy ¦ Default | 2014-01-01 | 2014-12-31 | Hourly | 1 | 1 | 1 | 1 | 1 | 1 | 0.5 | 0.5 | 0.5 | 0.5 | 0.5 | 0.5 | 0.5 | 0.5 | 0.5 | 0.5 | 0.5 | 0.5 | 0.5 | 0.5 | 0.5 | 0.5 | 1 | 1
Office_OpenOffice_Medium_ACTIVITY_SPEED | Activity | W | WntrDsn | 2014-01-01 | 2014-12-31 | Constant | Hr 1: 120
Office_OpenOffice_Medium_ACTIVITY_SPEED | Activity | W | SmrDsn | 2014-01-01 | 2014-12-31 | Constant | Hr 1: 120
Office_OpenOffice_Medium_ACTIVITY_SPEED | Activity | W | Sun | 2014-01-01 | 2014-12-31 | Constant | Hr 1: 120
Office_OpenOffice_Medium_ACTIVITY_SPEED | Activity | W | Sat | 2014-01-01 | 2014-12-31 | Constant | Hr 1: 120
Office_OpenOffice_Medium_ACTIVITY_SPEED | Activity | W | Wkdy ¦ Default | 2014-01-01 | 2014-12-31 | Constant | Hr 1: 120
Office_OpenOffice_Medium_OA_SPEED | OA Air |  | WntrDsn | 2014-01-01 | 2014-12-31 | Constant | bar: Hr 1
Office_OpenOffice_Medium_OA_SPEED | OA Air |  | SmrDsn | 2014-01-01 | 2014-12-31 | Constant | bar: Hr 1
Office_OpenOffice_Medium_OA_SPEED | OA Air |  | Sun | 2014-01-01 | 2014-12-31 | Hourly | 0 | 0 | 0 | 0 | 0 | 0 | 0 | 0 | 0 | 0 | 0 | 0 | 0 | 0 | 0 | 0 | 0 | 0 | 0 | 0 | 0 | 0 | 0 | 0
Office_OpenOffice_Medium_OA_SPEED | OA Air |  | Sat | 2014-01-01 | 2014-12-31 | Hourly | 0 | 0 | 0 | 0 | 0 | 0 | 1 | 1 | 1 | 1 | 1 | 1 | 1 | 1 | 1 | 1 | 1 | 0 | 0 | 0 | 0 | 0 | 0 | 0
Office_OpenOffice_Medium_OA_SPEED | OA Air |  | Wkdy ¦ Default | 2014-01-01 | 2014-12-31 | Hourly | 0 | 0 | 0 | 0 | 0 | 0 | 1 | 1 | 1 | 1 | 1 | 1 | 1 | 1 | 1 | 1 | 1 | 1 | 1 | 1 | 1 | 1 | 0 | 0
Office_Conference_Medium_CLGSETP_SPEED | Thermostat Setpoint | C | WntrDsn | 2014-01-01 | 2014-12-31 | Constant | Hr 1: 23.9
Office_Conference_Medium_CLGSETP_SPEED | Thermostat Setpoint | C | SmrDsn | 2014-01-01 | 2014-12-31 | Constant | Hr 1: 23.9
Office_Conference_Medium_CLGSETP_SPEED | Thermostat Setpoint | C | Sun | 2014-01-01 | 2014-12-31 | Hourly | 25.6 | 25.6 | 25.6 | 25.6 | 25.6 | 25.6 | 25.6 | 25.6 | 25.6 | 25.6 | 25.6 | 25.6 | 25.6 | 25.6 | 25.6 | 25.6 | 25.6 | 25.6 | 25.6 | 25.6 | 25.6 | 25.6 | 25.6 | 25.6
Office_Conference_Medium_CLGSETP_SPEED | Thermostat Setpoint | C | Sat | 2014-01-01 | 2014-12-31 | Hourly | 25.6 | 25.6 | 25.6 | 25.6 | 25.6 | 25.6 | 23.9 | 23.9 | 23.9 | 23.9 | 23.9 | 23.9 | 23.9 | 23.9 | 23.9 | 23.9 | 23.9 | 25.6 | 25.6 | 25.6 | 25.6 | 25.6 | 25.6 | 25.6
Office_Conference_Medium_CLGSETP_SPEED | Thermostat Setpoint | C | Wkdy ¦ Default | 2014-01-01 | 2014-12-31 | Hourly | 25.6 | 25.6 | 25.6 | 25.6 | 25.6 | 25.6 | 23.9 | 23.9 | 23.9 | 23.9 | 23.9 | 23.9 | 23.9 | 23.9 | 23.9 | 23.9 | 23.9 | 23.9 | 23.9 | 23.9 | 23.9 | 23.9 | 25.6 | 25.6
Office_Conference_Medium_HTGSETP_SPEED | Thermostat Setpoint | C | WntrDsn | 2014-01-01 | 2014-12-31 | Constant | Hr 1: 21.1
Office_Conference_Medium_HTGSETP_SPEED | Thermostat Setpoint | C | SmrDsn | 2014-01-01 | 2014-12-31 | Constant | Hr 1: 21.1
Office_Conference_Medium_HTGSETP_SPEED | Thermostat Setpoint | C | Sun | 2014-01-01 | 2014-12-31 | Hourly | 19.4 | 19.4 | 19.4 | 19.4 | 19.4 | 19.4 | 19.4 | 19.4 | 19.4 | 19.4 | 19.4 | 19.4 | 19.4 | 19.4 | 19.4 | 19.4 | 19.4 | 19.4 | 19.4 | 19.4 | 19.4 | 19.4 | 19.4 | 19.4
Office_Conference_Medium_HTGSETP_SPEED | Thermostat Setpoint | C | Sat | 2014-01-01 | 2014-12-31 | Hourly | 19.4 | 19.4 | 19.4 | 19.4 | 19.4 | 19.4 | 21.1 | 21.1 | 21.1 | 21.1 | 21.1 | 21.1 | 21.1 | 21.1 | 21.1 | 21.1 | 21.1 | 19.4 | 19.4 | 19.4 | 19.4 | 19.4 | 19.4 | 19.4
Office_Conference_Medium_HTGSETP_SPEED | Thermostat Setpoint | C | Wkdy ¦ Default | 2014-01-01 | 2014-12-31 | Hourly | 19.4 | 19.4 | 19.4 | 19.4 | 19.4 | 19.4 | 21.1 | 21.1 | 21.1 | 21.1 | 21.1 | 21.1 | 21.1 | 21.1 | 21.1 | 21.1 | 21.1 | 21.1 | 21.1 | 21.1 | 21.1 | 21.1 | 19.4 | 19.4
Office_Conference_Medium_OCC_SPEED | Occupancy |  | WntrDsn | 2014-01-01 | 2014-12-31 | Constant | Hr 1: 0
Office_Conference_Medium_OCC_SPEED | Occupancy |  | SmrDsn | 2014-01-01 | 2014-12-31 | Constant | bar: Hr 1
Office_Conference_Medium_OCC_SPEED | Occupancy |  | Sun | 2014-01-01 | 2014-12-31 | Hourly | 0 | 0 | 0 | 0 | 0 | 0 | 0.05 | 0.05 | 0.05 | 0.05 | 0.05 | 0.05 | 0.05 | 0.05 | 0.05 | 0.05 | 0.05 | 0.05 | 0 | 0 | 0 | 0 | 0 | 0
Office_Conference_Medium_OCC_SPEED | Occupancy |  | Sat | 2014-01-01 | 2014-12-31 | Hourly | 0 | 0 | 0 | 0 | 0 | 0 | 0.1 | 0.1 | 0.3 | 0.3 | 0.3 | 0.3 | 0.1 | 0.1 | 0.1 | 0.1 | 0.1 | 0.05 | 0.05 | 0 | 0 | 0 | 0 | 0
Office_Conference_Medium_OCC_SPEED | Occupancy |  | Wkdy ¦ Default | 2014-01-01 | 2014-12-31 | Hourly | 0 | 0 | 0 | 0 | 0 | 0 | 0.1 | 0.2 | 0.95 | 0.95 | 0.95 | 0.95 | 0.5 | 0.95 | 0.95 | 0.95 | 0.95 | 0.3 | 0.1 | 0.1 | 0.1 | 0.1 | 0.05 | 0.05
Office_Conference_Medium_LIGHT_2007_SPEED | Lighting |  | WntrDsn | 2014-01-01 | 2014-12-31 | Constant | Hr 1: 0
Office_Conference_Medium_LIGHT_2007_SPEED | Lighting |  | SmrDsn | 2014-01-01 | 2014-12-31 | Constant | bar: Hr 1
Office_Conference_Medium_LIGHT_2007_SPEED | Lighting |  | Sun | 2014-01-01 | 2014-12-31 | Constant | Hr 1: 0.05
Office_Conference_Medium_LIGHT_2007_SPEED | Lighting |  | Sat | 2014-01-01 | 2014-12-31 | Hourly | 0.05 | 0.05 | 0.05 | 0.05 | 0.05 | 0.05 | 0.1 | 0.1 | 0.3 | 0.3 | 0.3 | 0.3 | 0.15 | 0.15 | 0.15 | 0.15 | 0.15 | 0.05 | 0.05 | 0.05 | 0.05 | 0.05 | 0.05 | 0.05
Office_Conference_Medium_LIGHT_2007_SPEED | Lighting |  | Wkdy ¦ Default | 2014-01-01 | 2014-12-31 | Hourly | 0.05 | 0.05 | 0.05 | 0.05 | 0.05 | 0.1 | 0.1 | 0.3 | 0.9 | 0.9 | 0.9 | 0.9 | 0.9 | 0.9 | 0.9 | 0.9 | 0.9 | 0.5 | 0.3 | 0.3 | 0.2 | 0.2 | 0.1 | 0.05
Office_Conference_Medium_EQUIP_2007_SPEED | Equipment |  | WntrDsn | 2014-01-01 | 2014-12-31 | Constant | Hr 1: 0
Office_Conference_Medium_EQUIP_2007_SPEED | Equipment |  | SmrDsn | 2014-01-01 | 2014-12-31 | Constant | bar: Hr 1
Office_Conference_Medium_EQUIP_2007_SPEED | Equipment |  | Sun | 2014-01-01 | 2014-12-31 | Constant | Hr 1: 0.3
Office_Conference_Medium_EQUIP_2007_SPEED | Equipment |  | Sat | 2014-01-01 | 2014-12-31 | Hourly | 0.3 | 0.3 | 0.3 | 0.3 | 0.3 | 0.3 | 0.4 | 0.4 | 0.5 | 0.5 | 0.5 | 0.5 | 0.35 | 0.35 | 0.35 | 0.35 | 0.35 | 0.3 | 0.3 | 0.3 | 0.3 | 0.3 | 0.3 | 0.3
Office_Conference_Medium_EQUIP_2007_SPEED | Equipment |  | Wkdy ¦ Default | 2014-01-01 | 2014-12-31 | Hourly | 0.4 | 0.4 | 0.4 | 0.4 | 0.4 | 0.4 | 0.4 | 0.4 | 0.9 | 0.9 | 0.9 | 0.9 | 0.8 | 0.9 | 0.9 | 0.9 | 0.9 | 0.5 | 0.4 | 0.4 | 0.4 | 0.4 | 0.4 | 0.4
Office_Conference_Medium_LIGHT_2010_SPEED | Lighting |  | WntrDsn | 2014-01-01 | 2014-12-31 | Constant | Hr 1: 0
Office_Conference_Medium_LIGHT_2010_SPEED | Lighting |  | SmrDsn | 2014-01-01 | 2014-12-31 | Constant | bar: Hr 1
Office_Conference_Medium_LIGHT_2010_SPEED | Lighting |  | Sun | 2014-01-01 | 2014-12-31 | Hourly | 0.05 | 0.05 | 0.05 | 0.05 | 0.05 | 0.05 | 0.0452 | 0.0452 | 0.0452 | 0.0452 | 0.0452 | 0.0452 | 0.0452 | 0.0452 | 0.0452 | 0.0452 | 0.0452 | 0.0452 | 0.05 | 0.05 | 0.05 | 0.05 | 0.05 | 0.05
Office_Conference_Medium_LIGHT_2010_SPEED | Lighting |  | Sat | 2014-01-01 | 2014-12-31 | Hourly | 0.05 | 0.05 | 0.05 | 0.05 | 0.05 | 0.05 | 0.0904 | 0.0904 | 0.2712 | 0.2712 | 0.2712 | 0.2712 | 0.1356 | 0.1356 | 0.1356 | 0.1356 | 0.1356 | 0.0452 | 0.0452 | 0.05 | 0.05 | 0.05 | 0.05 | 0.05
Office_Conference_Medium_LIGHT_2010_SPEED | Lighting |  | Wkdy ¦ Default | 2014-01-01 | 2014-12-31 | Hourly | 0.05 | 0.05 | 0.05 | 0.05 | 0.05 | 0.1 | 0.0904 | 0.2712 | 0.8136 | 0.8136 | 0.8136 | 0.8136 | 0.8136 | 0.8136 | 0.8136 | 0.8136 | 0.8136 | 0.452 | 0.2712 | 0.2712 | 0.1808 | 0.1808 | 0.0904 | 0.0452
Office_Conference_Medium_EQUIP_2010_SPEED | Equipment |  | WntrDsn | 2014-01-01 | 2014-12-31 | Constant | Hr 1: 0
Office_Conference_Medium_EQUIP_2010_SPEED | Equipment |  | SmrDsn | 2014-01-01 | 2014-12-31 | Constant | bar: Hr 1
Office_Conference_Medium_EQUIP_2010_SPEED | Equipment |  | Sun | 2014-01-01 | 2014-12-31 | Hourly | 0.23814 | 0.23814 | 0.23814 | 0.23814 | 0.23814 | 0.23814 | 0.28811 | 0.28811 | 0.28811 | 0.28811 | 0.28811 | 0.28811 | 0.28811 | 0.28811 | 0.28811 | 0.28811 | 0.28811 | 0.28811 | 0.23814 | 0.23814 | 0.23814 | 0.23814 | 0.23814 | 0.23814
Office_Conference_Medium_EQUIP_2010_SPEED | Equipment |  | Sat | 2014-01-01 | 2014-12-31 | Hourly | 0.23814 | 0.23814 | 0.23814 | 0.23814 | 0.23814 | 0.23814 | 0.38414 | 0.38414 | 0.48018 | 0.48018 | 0.48018 | 0.48018 | 0.33613 | 0.33613 | 0.33613 | 0.33613 | 0.33613 | 0.28811 | 0.28811 | 0.23814 | 0.23814 | 0.23814 | 0.23814 | 0.23814
Office_Conference_Medium_EQUIP_2010_SPEED | Equipment |  | Wkdy ¦ Default | 2014-01-01 | 2014-12-31 | Hourly | 0.31751 | 0.31751 | 0.31751 | 0.31751 | 0.31751 | 0.31751 | 0.38414 | 0.38414 | 0.86432 | 0.86432 | 0.86432 | 0.86432 | 0.76829 | 0.86432 | 0.86432 | 0.86432 | 0.86432 | 0.48018 | 0.38414 | 0.38414 | 0.38414 | 0.38414 | 0.38414 | 0.38414
Office_Conference_Medium_LIGHT_2013_SPEED | Lighting |  | WntrDsn | 2014-01-01 | 2014-12-31 | Constant | Hr 1: 0
Office_Conference_Medium_LIGHT_2013_SPEED | Lighting |  | SmrDsn | 2014-01-01 | 2014-12-31 | Constant | bar: Hr 1
Office_Conference_Medium_LIGHT_2013_SPEED | Lighting |  | Sun | 2014-01-01 | 2014-12-31 | Hourly | 0.05 | 0.05 | 0.05 | 0.05 | 0.05 | 0.05 | 0.043116 | 0.043116 | 0.043116 | 0.043116 | 0.043116 | 0.043116 | 0.043116 | 0.043116 | 0.043116 | 0.043116 | 0.043116 | 0.043116 | 0.05 | 0.05 | 0.05 | 0.05 | 0.05 | 0.05
Office_Conference_Medium_LIGHT_2013_SPEED | Lighting |  | Sat | 2014-01-01 | 2014-12-31 | Hourly | 0.05 | 0.05 | 0.05 | 0.05 | 0.05 | 0.05 | 0.086233 | 0.086233 | 0.2587 | 0.2587 | 0.2587 | 0.2587 | 0.12935 | 0.12935 | 0.12935 | 0.12935 | 0.12935 | 0.043116 | 0.043116 | 0.05 | 0.05 | 0.05 | 0.05 | 0.05
Office_Conference_Medium_LIGHT_2013_SPEED | Lighting |  | Wkdy ¦ Default | 2014-01-01 | 2014-12-31 | Hourly | 0.05 | 0.05 | 0.05 | 0.05 | 0.05 | 0.1 | 0.086233 | 0.2587 | 0.77609 | 0.77609 | 0.77609 | 0.77609 | 0.77609 | 0.77609 | 0.77609 | 0.77609 | 0.77609 | 0.43116 | 0.2587 | 0.2587 | 0.17247 | 0.17247 | 0.086233 | 0.043116
Office_Conference_Medium_EQUIP_2013_SPEED | Equipment |  | WntrDsn | 2014-01-01 | 2014-12-31 | Constant | Hr 1: 0
Office_Conference_Medium_EQUIP_2013_SPEED | Equipment |  | SmrDsn | 2014-01-01 | 2014-12-31 | Constant | bar: Hr 1
Office_Conference_Medium_EQUIP_2013_SPEED | Equipment |  | Sun | 2014-01-01 | 2014-12-31 | Hourly | 0.23076 | 0.23076 | 0.23076 | 0.23076 | 0.23076 | 0.23076 | 0.28811 | 0.28811 | 0.28811 | 0.28811 | 0.28811 | 0.28811 | 0.28811 | 0.28811 | 0.28811 | 0.28811 | 0.28811 | 0.28811 | 0.23076 | 0.23076 | 0.23076 | 0.23076 | 0.23076 | 0.23076
Office_Conference_Medium_EQUIP_2013_SPEED | Equipment |  | Sat | 2014-01-01 | 2014-12-31 | Hourly | 0.23076 | 0.23076 | 0.23076 | 0.23076 | 0.23076 | 0.23076 | 0.38123 | 0.38123 | 0.47654 | 0.47654 | 0.47654 | 0.47654 | 0.33358 | 0.33358 | 0.33358 | 0.33358 | 0.33358 | 0.28593 | 0.28593 | 0.23076 | 0.23076 | 0.23076 | 0.23076 | 0.23076
Office_Conference_Medium_EQUIP_2013_SPEED | Equipment |  | Wkdy ¦ Default | 2014-01-01 | 2014-12-31 | Hourly | 0.30767 | 0.30767 | 0.30767 | 0.30767 | 0.30767 | 0.30767 | 0.38123 | 0.38123 | 0.85778 | 0.85778 | 0.85778 | 0.85778 | 0.76247 | 0.85778 | 0.85778 | 0.85778 | 0.85778 | 0.47654 | 0.38123 | 0.38123 | 0.38123 | 0.38123 | 0.38123 | 0.38123
Office_Conference_Medium_INFIL_SPEED | Infiltration |  | WntrDsn | 2014-01-01 | 2014-12-31 | Constant | bar: Hr 1
Office_Conference_Medium_INFIL_SPEED | Infiltration |  | SmrDsn | 2014-01-01 | 2014-12-31 | Constant | bar: Hr 1
Office_Conference_Medium_INFIL_SPEED | Infiltration |  | Sun | 2014-01-01 | 2014-12-31 | Hourly | bar: Hr 1 to Hr 24
Office_Conference_Medium_INFIL_SPEED | Infiltration |  | Sat | 2014-01-01 | 2014-12-31 | Hourly | 1 | 1 | 1 | 1 | 1 | 1 | 1 | 1 | 0.5 | 0.5 | 0.5 | 0.5 | 0.5 | 0.5 | 0.5 | 0.5 | 0.5 | 1 | 1 | 1 | 1 | 1 | 1 | 1
Office_Conference_Medium_INFIL_SPEED | Infiltration |  | Wkdy ¦ Default | 2014-01-01 | 2014-12-31 | Hourly | 1 | 1 | 1 | 1 | 1 | 1 | 0.5 | 0.5 | 0.5 | 0.5 | 0.5 | 0.5 | 0.5 | 0.5 | 0.5 | 0.5 | 0.5 | 0.5 | 0.5 | 0.5 | 0.5 | 0.5 | 1 | 1
Office_Conference_Medium_ACTIVITY_SPEED | Activity | W | WntrDsn | 2014-01-01 | 2014-12-31 | Constant | Hr 1: 120
Office_Conference_Medium_ACTIVITY_SPEED | Activity | W | SmrDsn | 2014-01-01 | 2014-12-31 | Constant | Hr 1: 120
Office_Conference_Medium_ACTIVITY_SPEED | Activity | W | Sun | 2014-01-01 | 2014-12-31 | Constant | Hr 1: 120
Office_Conference_Medium_ACTIVITY_SPEED | Activity | W | Sat | 2014-01-01 | 2014-12-31 | Constant | Hr 1: 120
Office_Conference_Medium_ACTIVITY_SPEED | Activity | W | Wkdy ¦ Default | 2014-01-01 | 2014-12-31 | Constant | Hr 1: 120
Office_Conference_Medium_OA_SPEED | OA Air |  | WntrDsn | 2014-01-01 | 2014-12-31 | Constant | bar: Hr 1
Office_Conference_Medium_OA_SPEED | OA Air |  | SmrDsn | 2014-01-01 | 2014-12-31 | Constant | bar: Hr 1
Office_Conference_Medium_OA_SPEED | OA Air |  | Sun | 2014-01-01 | 2014-12-31 | Hourly | 0 | 0 | 0 | 0 | 0 | 0 | 0 | 0 | 0 | 0 | 0 | 0 | 0 | 0 | 0 | 0 | 0 | 0 | 0 | 0 | 0 | 0 | 0 | 0
Office_Conference_Medium_OA_SPEED | OA Air |  | Sat | 2014-01-01 | 2014-12-31 | Hourly | 0 | 0 | 0 | 0 | 0 | 0 | 1 | 1 | 1 | 1 | 1 | 1 | 1 | 1 | 1 | 1 | 1 | 0 | 0 | 0 | 0 | 0 | 0 | 0
Office_Conference_Medium_OA_SPEED | OA Air |  | Wkdy ¦ Default | 2014-01-01 | 2014-12-31 | Hourly | 0 | 0 | 0 | 0 | 0 | 0 | 1 | 1 | 1 | 1 | 1 | 1 | 1 | 1 | 1 | 1 | 1 | 1 | 1 | 1 | 1 | 1 | 0 | 0
Office_Lobby_Medium_CLGSETP_SPEED | Thermostat Setpoint | C | WntrDsn | 2014-01-01 | 2014-12-31 | Constant | Hr 1: 23.9
Office_Lobby_Medium_CLGSETP_SPEED | Thermostat Setpoint | C | SmrDsn | 2014-01-01 | 2014-12-31 | Constant | Hr 1: 23.9
Office_Lobby_Medium_CLGSETP_SPEED | Thermostat Setpoint | C | Sun | 2014-01-01 | 2014-12-31 | Hourly | 25.6 | 25.6 | 25.6 | 25.6 | 25.6 | 25.6 | 25.6 | 25.6 | 25.6 | 25.6 | 25.6 | 25.6 | 25.6 | 25.6 | 25.6 | 25.6 | 25.6 | 25.6 | 25.6 | 25.6 | 25.6 | 25.6 | 25.6 | 25.6
Office_Lobby_Medium_CLGSETP_SPEED | Thermostat Setpoint | C | Sat | 2014-01-01 | 2014-12-31 | Hourly | 25.6 | 25.6 | 25.6 | 25.6 | 25.6 | 25.6 | 23.9 | 23.9 | 23.9 | 23.9 | 23.9 | 23.9 | 23.9 | 23.9 | 23.9 | 23.9 | 23.9 | 25.6 | 25.6 | 25.6 | 25.6 | 25.6 | 25.6 | 25.6
Office_Lobby_Medium_CLGSETP_SPEED | Thermostat Setpoint | C | Wkdy ¦ Default | 2014-01-01 | 2014-12-31 | Hourly | 25.6 | 25.6 | 25.6 | 25.6 | 25.6 | 25.6 | 23.9 | 23.9 | 23.9 | 23.9 | 23.9 | 23.9 | 23.9 | 23.9 | 23.9 | 23.9 | 23.9 | 23.9 | 23.9 | 23.9 | 23.9 | 23.9 | 25.6 | 25.6
Office_Lobby_Medium_HTGSETP_SPEED | Thermostat Setpoint | C | WntrDsn | 2014-01-01 | 2014-12-31 | Constant | Hr 1: 21.1
Office_Lobby_Medium_HTGSETP_SPEED | Thermostat Setpoint | C | SmrDsn | 2014-01-01 | 2014-12-31 | Constant | Hr 1: 21.1
Office_Lobby_Medium_HTGSETP_SPEED | Thermostat Setpoint | C | Sun | 2014-01-01 | 2014-12-31 | Hourly | 19.4 | 19.4 | 19.4 | 19.4 | 19.4 | 19.4 | 19.4 | 19.4 | 19.4 | 19.4 | 19.4 | 19.4 | 19.4 | 19.4 | 19.4 | 19.4 | 19.4 | 19.4 | 19.4 | 19.4 | 19.4 | 19.4 | 19.4 | 19.4
Office_Lobby_Medium_HTGSETP_SPEED | Thermostat Setpoint | C | Sat | 2014-01-01 | 2014-12-31 | Hourly | 19.4 | 19.4 | 19.4 | 19.4 | 19.4 | 19.4 | 21.1 | 21.1 | 21.1 | 21.1 | 21.1 | 21.1 | 21.1 | 21.1 | 21.1 | 21.1 | 21.1 | 19.4 | 19.4 | 19.4 | 19.4 | 19.4 | 19.4 | 19.4
Office_Lobby_Medium_HTGSETP_SPEED | Thermostat Setpoint | C | Wkdy ¦ Default | 2014-01-01 | 2014-12-31 | Hourly | 19.4 | 19.4 | 19.4 | 19.4 | 19.4 | 19.4 | 21.1 | 21.1 | 21.1 | 21.1 | 21.1 | 21.1 | 21.1 | 21.1 | 21.1 | 21.1 | 21.1 | 21.1 | 21.1 | 21.1 | 21.1 | 21.1 | 19.4 | 19.4
Office_Lobby_Medium_OCC_SPEED | Occupancy |  | WntrDsn | 2014-01-01 | 2014-12-31 | Constant | Hr 1: 0
Office_Lobby_Medium_OCC_SPEED | Occupancy |  | SmrDsn | 2014-01-01 | 2014-12-31 | Constant | bar: Hr 1
Office_Lobby_Medium_OCC_SPEED | Occupancy |  | Sun | 2014-01-01 | 2014-12-31 | Hourly | 0 | 0 | 0 | 0 | 0 | 0 | 0.05 | 0.05 | 0.05 | 0.05 | 0.05 | 0.05 | 0.05 | 0.05 | 0.05 | 0.05 | 0.05 | 0.05 | 0 | 0 | 0 | 0 | 0 | 0
Office_Lobby_Medium_OCC_SPEED | Occupancy |  | Sat | 2014-01-01 | 2014-12-31 | Hourly | 0 | 0 | 0 | 0 | 0 | 0 | 0.1 | 0.1 | 0.3 | 0.3 | 0.3 | 0.3 | 0.1 | 0.1 | 0.1 | 0.1 | 0.1 | 0.05 | 0.05 | 0 | 0 | 0 | 0 | 0
Office_Lobby_Medium_OCC_SPEED | Occupancy |  | Wkdy ¦ Default | 2014-01-01 | 2014-12-31 | Hourly | 0 | 0 | 0 | 0 | 0 | 0 | 0.1 | 0.2 | 0.95 | 0.95 | 0.95 | 0.95 | 0.5 | 0.95 | 0.95 | 0.95 | 0.95 | 0.3 | 0.1 | 0.1 | 0.1 | 0.1 | 0.05 | 0.05
Office_Lobby_Medium_LIGHT_2007_SPEED | Lighting |  | WntrDsn | 2014-01-01 | 2014-12-31 | Constant | Hr 1: 0
Office_Lobby_Medium_LIGHT_2007_SPEED | Lighting |  | SmrDsn | 2014-01-01 | 2014-12-31 | Constant | bar: Hr 1
Office_Lobby_Medium_LIGHT_2007_SPEED | Lighting |  | Sun | 2014-01-01 | 2014-12-31 | Constant | Hr 1: 0.05
Office_Lobby_Medium_LIGHT_2007_SPEED | Lighting |  | Sat | 2014-01-01 | 2014-12-31 | Hourly | 0.05 | 0.05 | 0.05 | 0.05 | 0.05 | 0.05 | 0.1 | 0.1 | 0.3 | 0.3 | 0.3 | 0.3 | 0.15 | 0.15 | 0.15 | 0.15 | 0.15 | 0.05 | 0.05 | 0.05 | 0.05 | 0.05 | 0.05 | 0.05
Office_Lobby_Medium_LIGHT_2007_SPEED | Lighting |  | Wkdy ¦ Default | 2014-01-01 | 2014-12-31 | Hourly | 0.05 | 0.05 | 0.05 | 0.05 | 0.05 | 0.1 | 0.1 | 0.3 | 0.9 | 0.9 | 0.9 | 0.9 | 0.9 | 0.9 | 0.9 | 0.9 | 0.9 | 0.5 | 0.3 | 0.3 | 0.2 | 0.2 | 0.1 | 0.05
Office_Lobby_Medium_EQUIP_2007_SPEED | Equipment |  | WntrDsn | 2014-01-01 | 2014-12-31 | Constant | Hr 1: 0
Office_Lobby_Medium_EQUIP_2007_SPEED | Equipment |  | SmrDsn | 2014-01-01 | 2014-12-31 | Constant | bar: Hr 1
Office_Lobby_Medium_EQUIP_2007_SPEED | Equipment |  | Sun | 2014-01-01 | 2014-12-31 | Constant | Hr 1: 0.3
Office_Lobby_Medium_EQUIP_2007_SPEED | Equipment |  | Sat | 2014-01-01 | 2014-12-31 | Hourly | 0.3 | 0.3 | 0.3 | 0.3 | 0.3 | 0.3 | 0.4 | 0.4 | 0.5 | 0.5 | 0.5 | 0.5 | 0.35 | 0.35 | 0.35 | 0.35 | 0.35 | 0.3 | 0.3 | 0.3 | 0.3 | 0.3 | 0.3 | 0.3
Office_Lobby_Medium_EQUIP_2007_SPEED | Equipment |  | Wkdy ¦ Default | 2014-01-01 | 2014-12-31 | Hourly | 0.4 | 0.4 | 0.4 | 0.4 | 0.4 | 0.4 | 0.4 | 0.4 | 0.9 | 0.9 | 0.9 | 0.9 | 0.8 | 0.9 | 0.9 | 0.9 | 0.9 | 0.5 | 0.4 | 0.4 | 0.4 | 0.4 | 0.4 | 0.4
Office_Lobby_Medium_LIGHT_2010_SPEED | Lighting |  | WntrDsn | 2014-01-01 | 2014-12-31 | Constant | Hr 1: 0
Office_Lobby_Medium_LIGHT_2010_SPEED | Lighting |  | SmrDsn | 2014-01-01 | 2014-12-31 | Constant | bar: Hr 1
Office_Lobby_Medium_LIGHT_2010_SPEED | Lighting |  | Sun | 2014-01-01 | 2014-12-31 | Hourly | 0.05 | 0.05 | 0.05 | 0.05 | 0.05 | 0.05 | 0.0452 | 0.0452 | 0.0452 | 0.0452 | 0.0452 | 0.0452 | 0.0452 | 0.0452 | 0.0452 | 0.0452 | 0.0452 | 0.0452 | 0.05 | 0.05 | 0.05 | 0.05 | 0.05 | 0.05
Office_Lobby_Medium_LIGHT_2010_SPEED | Lighting |  | Sat | 2014-01-01 | 2014-12-31 | Hourly | 0.05 | 0.05 | 0.05 | 0.05 | 0.05 | 0.05 | 0.0904 | 0.0904 | 0.2712 | 0.2712 | 0.2712 | 0.2712 | 0.1356 | 0.1356 | 0.1356 | 0.1356 | 0.1356 | 0.0452 | 0.0452 | 0.05 | 0.05 | 0.05 | 0.05 | 0.05
Office_Lobby_Medium_LIGHT_2010_SPEED | Lighting |  | Wkdy ¦ Default | 2014-01-01 | 2014-12-31 | Hourly | 0.05 | 0.05 | 0.05 | 0.05 | 0.05 | 0.1 | 0.0904 | 0.2712 | 0.8136 | 0.8136 | 0.8136 | 0.8136 | 0.8136 | 0.8136 | 0.8136 | 0.8136 | 0.8136 | 0.452 | 0.2712 | 0.2712 | 0.1808 | 0.1808 | 0.0904 | 0.0452
Office_Lobby_Medium_EQUIP_2010_SPEED | Equipment |  | WntrDsn | 2014-01-01 | 2014-12-31 | Constant | Hr 1: 0
Office_Lobby_Medium_EQUIP_2010_SPEED | Equipment |  | SmrDsn | 2014-01-01 | 2014-12-31 | Constant | bar: Hr 1
Office_Lobby_Medium_EQUIP_2010_SPEED | Equipment |  | Sun | 2014-01-01 | 2014-12-31 | Hourly | 0.23814 | 0.23814 | 0.23814 | 0.23814 | 0.23814 | 0.23814 | 0.28811 | 0.28811 | 0.28811 | 0.28811 | 0.28811 | 0.28811 | 0.28811 | 0.28811 | 0.28811 | 0.28811 | 0.28811 | 0.28811 | 0.23814 | 0.23814 | 0.23814 | 0.23814 | 0.23814 | 0.23814
Office_Lobby_Medium_EQUIP_2010_SPEED | Equipment |  | Sat | 2014-01-01 | 2014-12-31 | Hourly | 0.23814 | 0.23814 | 0.23814 | 0.23814 | 0.23814 | 0.23814 | 0.38414 | 0.38414 | 0.48018 | 0.48018 | 0.48018 | 0.48018 | 0.33613 | 0.33613 | 0.33613 | 0.33613 | 0.33613 | 0.28811 | 0.28811 | 0.23814 | 0.23814 | 0.23814 | 0.23814 | 0.23814
Office_Lobby_Medium_EQUIP_2010_SPEED | Equipment |  | Wkdy ¦ Default | 2014-01-01 | 2014-12-31 | Hourly | 0.31751 | 0.31751 | 0.31751 | 0.31751 | 0.31751 | 0.31751 | 0.38414 | 0.38414 | 0.86432 | 0.86432 | 0.86432 | 0.86432 | 0.76829 | 0.86432 | 0.86432 | 0.86432 | 0.86432 | 0.48018 | 0.38414 | 0.38414 | 0.38414 | 0.38414 | 0.38414 | 0.38414
Office_Lobby_Medium_LIGHT_2013_SPEED | Lighting |  | WntrDsn | 2014-01-01 | 2014-12-31 | Constant | Hr 1: 0
Office_Lobby_Medium_LIGHT_2013_SPEED | Lighting |  | SmrDsn | 2014-01-01 | 2014-12-31 | Constant | bar: Hr 1
Office_Lobby_Medium_LIGHT_2013_SPEED | Lighting |  | Sun | 2014-01-01 | 2014-12-31 | Hourly | 0.05 | 0.05 | 0.05 | 0.05 | 0.05 | 0.05 | 0.043116 | 0.043116 | 0.043116 | 0.043116 | 0.043116 | 0.043116 | 0.043116 | 0.043116 | 0.043116 | 0.043116 | 0.043116 | 0.043116 | 0.05 | 0.05 | 0.05 | 0.05 | 0.05 | 0.05
Office_Lobby_Medium_LIGHT_2013_SPEED | Lighting |  | Sat | 2014-01-01 | 2014-12-31 | Hourly | 0.05 | 0.05 | 0.05 | 0.05 | 0.05 | 0.05 | 0.086233 | 0.086233 | 0.2587 | 0.2587 | 0.2587 | 0.2587 | 0.12935 | 0.12935 | 0.12935 | 0.12935 | 0.12935 | 0.043116 | 0.043116 | 0.05 | 0.05 | 0.05 | 0.05 | 0.05
Office_Lobby_Medium_LIGHT_2013_SPEED | Lighting |  | Wkdy ¦ Default | 2014-01-01 | 2014-12-31 | Hourly | 0.05 | 0.05 | 0.05 | 0.05 | 0.05 | 0.1 | 0.086233 | 0.2587 | 0.77609 | 0.77609 | 0.77609 | 0.77609 | 0.77609 | 0.77609 | 0.77609 | 0.77609 | 0.77609 | 0.43116 | 0.2587 | 0.2587 | 0.17247 | 0.17247 | 0.086233 | 0.043116
Office_Lobby_Medium_EQUIP_2013_SPEED | Equipment |  | WntrDsn | 2014-01-01 | 2014-12-31 | Constant | Hr 1: 0
Office_Lobby_Medium_EQUIP_2013_SPEED | Equipment |  | SmrDsn | 2014-01-01 | 2014-12-31 | Constant | bar: Hr 1
Office_Lobby_Medium_EQUIP_2013_SPEED | Equipment |  | Sun | 2014-01-01 | 2014-12-31 | Hourly | 0.23076 | 0.23076 | 0.23076 | 0.23076 | 0.23076 | 0.23076 | 0.28811 | 0.28811 | 0.28811 | 0.28811 | 0.28811 | 0.28811 | 0.28811 | 0.28811 | 0.28811 | 0.28811 | 0.28811 | 0.28811 | 0.23076 | 0.23076 | 0.23076 | 0.23076 | 0.23076 | 0.23076
Office_Lobby_Medium_EQUIP_2013_SPEED | Equipment |  | Sat | 2014-01-01 | 2014-12-31 | Hourly | 0.23076 | 0.23076 | 0.23076 | 0.23076 | 0.23076 | 0.23076 | 0.38123 | 0.38123 | 0.47654 | 0.47654 | 0.47654 | 0.47654 | 0.33358 | 0.33358 | 0.33358 | 0.33358 | 0.33358 | 0.28593 | 0.28593 | 0.23076 | 0.23076 | 0.23076 | 0.23076 | 0.23076
Office_Lobby_Medium_EQUIP_2013_SPEED | Equipment |  | Wkdy ¦ Default | 2014-01-01 | 2014-12-31 | Hourly | 0.30767 | 0.30767 | 0.30767 | 0.30767 | 0.30767 | 0.30767 | 0.38123 | 0.38123 | 0.85778 | 0.85778 | 0.85778 | 0.85778 | 0.76247 | 0.85778 | 0.85778 | 0.85778 | 0.85778 | 0.47654 | 0.38123 | 0.38123 | 0.38123 | 0.38123 | 0.38123 | 0.38123
Office_Lobby_Medium_INFIL_SPEED | Infiltration |  | WntrDsn | 2014-01-01 | 2014-12-31 | Constant | bar: Hr 1
Office_Lobby_Medium_INFIL_SPEED | Infiltration |  | SmrDsn | 2014-01-01 | 2014-12-31 | Constant | bar: Hr 1
Office_Lobby_Medium_INFIL_SPEED | Infiltration |  | Sun | 2014-01-01 | 2014-12-31 | Hourly | bar: Hr 1 to Hr 24
Office_Lobby_Medium_INFIL_SPEED | Infiltration |  | Sat | 2014-01-01 | 2014-12-31 | Hourly | 1 | 1 | 1 | 1 | 1 | 1 | 1 | 1 | 0.5 | 0.5 | 0.5 | 0.5 | 0.5 | 0.5 | 0.5 | 0.5 | 0.5 | 1 | 1 | 1 | 1 | 1 | 1 | 1
Office_Lobby_Medium_INFIL_SPEED | Infiltration |  | Wkdy ¦ Default | 2014-01-01 | 2014-12-31 | Hourly | 1 | 1 | 1 | 1 | 1 | 1 | 0.5 | 0.5 | 0.5 | 0.5 | 0.5 | 0.5 | 0.5 | 0.5 | 0.5 | 0.5 | 0.5 | 0.5 | 0.5 | 0.5 | 0.5 | 0.5 | 1 | 1
Office_Lobby_Medium_ACTIVITY_SPEED | Activity | W | WntrDsn | 2014-01-01 | 2014-12-31 | Constant | Hr 1: 120
Office_Lobby_Medium_ACTIVITY_SPEED | Activity | W | SmrDsn | 2014-01-01 | 2014-12-31 | Constant | Hr 1: 120
Office_Lobby_Medium_ACTIVITY_SPEED | Activity | W | Sun | 2014-01-01 | 2014-12-31 | Constant | Hr 1: 120
Office_Lobby_Medium_ACTIVITY_SPEED | Activity | W | Sat | 2014-01-01 | 2014-12-31 | Constant | Hr 1: 120
Office_Lobby_Medium_ACTIVITY_SPEED | Activity | W | Wkdy ¦ Default | 2014-01-01 | 2014-12-31 | Constant | Hr 1: 120
Office_Lobby_Medium_OA_SPEED | OA Air |  | WntrDsn | 2014-01-01 | 2014-12-31 | Constant | bar: Hr 1
Office_Lobby_Medium_OA_SPEED | OA Air |  | SmrDsn | 2014-01-01 | 2014-12-31 | Constant | bar: Hr 1
Office_Lobby_Medium_OA_SPEED | OA Air |  | Sun | 2014-01-01 | 2014-12-31 | Hourly | 0 | 0 | 0 | 0 | 0 | 0 | 0 | 0 | 0 | 0 | 0 | 0 | 0 | 0 | 0 | 0 | 0 | 0 | 0 | 0 | 0 | 0 | 0 | 0
Office_Lobby_Medium_OA_SPEED | OA Air |  | Sat | 2014-01-01 | 2014-12-31 | Hourly | 0 | 0 | 0 | 0 | 0 | 0 | 1 | 1 | 1 | 1 | 1 | 1 | 1 | 1 | 1 | 1 | 1 | 0 | 0 | 0 | 0 | 0 | 0 | 0
Office_Lobby_Medium_OA_SPEED | OA Air |  | Wkdy ¦ Default | 2014-01-01 | 2014-12-31 | Hourly | 0 | 0 | 0 | 0 | 0 | 0 | 1 | 1 | 1 | 1 | 1 | 1 | 1 | 1 | 1 | 1 | 1 | 1 | 1 | 1 | 1 | 1 | 0 | 0
Office_BreakRoom_Medium_CLGSETP_SPEED | Thermostat Setpoint | C | WntrDsn | 2014-01-01 | 2014-12-31 | Constant | Hr 1: 23.9
Office_BreakRoom_Medium_CLGSETP_SPEED | Thermostat Setpoint | C | SmrDsn | 2014-01-01 | 2014-12-31 | Constant | Hr 1: 23.9
Office_BreakRoom_Medium_CLGSETP_SPEED | Thermostat Setpoint | C | Sun | 2014-01-01 | 2014-12-31 | Hourly | 25.6 | 25.6 | 25.6 | 25.6 | 25.6 | 25.6 | 25.6 | 25.6 | 25.6 | 25.6 | 25.6 | 25.6 | 25.6 | 25.6 | 25.6 | 25.6 | 25.6 | 25.6 | 25.6 | 25.6 | 25.6 | 25.6 | 25.6 | 25.6
Office_BreakRoom_Medium_CLGSETP_SPEED | Thermostat Setpoint | C | Sat | 2014-01-01 | 2014-12-31 | Hourly | 25.6 | 25.6 | 25.6 | 25.6 | 25.6 | 25.6 | 23.9 | 23.9 | 23.9 | 23.9 | 23.9 | 23.9 | 23.9 | 23.9 | 23.9 | 23.9 | 23.9 | 25.6 | 25.6 | 25.6 | 25.6 | 25.6 | 25.6 | 25.6
Office_BreakRoom_Medium_CLGSETP_SPEED | Thermostat Setpoint | C | Wkdy ¦ Default | 2014-01-01 | 2014-12-31 | Hourly | 25.6 | 25.6 | 25.6 | 25.6 | 25.6 | 25.6 | 23.9 | 23.9 | 23.9 | 23.9 | 23.9 | 23.9 | 23.9 | 23.9 | 23.9 | 23.9 | 23.9 | 23.9 | 23.9 | 23.9 | 23.9 | 23.9 | 25.6 | 25.6
Office_BreakRoom_Medium_HTGSETP_SPEED | Thermostat Setpoint | C | WntrDsn | 2014-01-01 | 2014-12-31 | Constant | Hr 1: 21.1
Office_BreakRoom_Medium_HTGSETP_SPEED | Thermostat Setpoint | C | SmrDsn | 2014-01-01 | 2014-12-31 | Constant | Hr 1: 21.1
Office_BreakRoom_Medium_HTGSETP_SPEED | Thermostat Setpoint | C | Sun | 2014-01-01 | 2014-12-31 | Hourly | 19.4 | 19.4 | 19.4 | 19.4 | 19.4 | 19.4 | 19.4 | 19.4 | 19.4 | 19.4 | 19.4 | 19.4 | 19.4 | 19.4 | 19.4 | 19.4 | 19.4 | 19.4 | 19.4 | 19.4 | 19.4 | 19.4 | 19.4 | 19.4
Office_BreakRoom_Medium_HTGSETP_SPEED | Thermostat Setpoint | C | Sat | 2014-01-01 | 2014-12-31 | Hourly | 19.4 | 19.4 | 19.4 | 19.4 | 19.4 | 19.4 | 21.1 | 21.1 | 21.1 | 21.1 | 21.1 | 21.1 | 21.1 | 21.1 | 21.1 | 21.1 | 21.1 | 19.4 | 19.4 | 19.4 | 19.4 | 19.4 | 19.4 | 19.4
Office_BreakRoom_Medium_HTGSETP_SPEED | Thermostat Setpoint | C | Wkdy ¦ Default | 2014-01-01 | 2014-12-31 | Hourly | 19.4 | 19.4 | 19.4 | 19.4 | 19.4 | 19.4 | 21.1 | 21.1 | 21.1 | 21.1 | 21.1 | 21.1 | 21.1 | 21.1 | 21.1 | 21.1 | 21.1 | 21.1 | 21.1 | 21.1 | 21.1 | 21.1 | 19.4 | 19.4
Office_BreakRoom_Medium_OCC_SPEED | Occupancy |  | WntrDsn | 2014-01-01 | 2014-12-31 | Constant | Hr 1: 0
Office_BreakRoom_Medium_OCC_SPEED | Occupancy |  | SmrDsn | 2014-01-01 | 2014-12-31 | Constant | bar: Hr 1
Office_BreakRoom_Medium_OCC_SPEED | Occupancy |  | Sun | 2014-01-01 | 2014-12-31 | Hourly | 0 | 0 | 0 | 0 | 0 | 0 | 0.05 | 0.05 | 0.05 | 0.05 | 0.05 | 0.05 | 0.05 | 0.05 | 0.05 | 0.05 | 0.05 | 0.05 | 0 | 0 | 0 | 0 | 0 | 0
Office_BreakRoom_Medium_OCC_SPEED | Occupancy |  | Sat | 2014-01-01 | 2014-12-31 | Hourly | 0 | 0 | 0 | 0 | 0 | 0 | 0.1 | 0.1 | 0.3 | 0.3 | 0.3 | 0.3 | 0.1 | 0.1 | 0.1 | 0.1 | 0.1 | 0.05 | 0.05 | 0 | 0 | 0 | 0 | 0
Office_BreakRoom_Medium_OCC_SPEED | Occupancy |  | Wkdy ¦ Default | 2014-01-01 | 2014-12-31 | Hourly | 0 | 0 | 0 | 0 | 0 | 0 | 0.1 | 0.2 | 0.95 | 0.95 | 0.95 | 0.95 | 0.5 | 0.95 | 0.95 | 0.95 | 0.95 | 0.3 | 0.1 | 0.1 | 0.1 | 0.1 | 0.05 | 0.05
Office_BreakRoom_Medium_LIGHT_2007_SPEED | Lighting |  | WntrDsn | 2014-01-01 | 2014-12-31 | Constant | Hr 1: 0
Office_BreakRoom_Medium_LIGHT_2007_SPEED | Lighting |  | SmrDsn | 2014-01-01 | 2014-12-31 | Constant | bar: Hr 1
Office_BreakRoom_Medium_LIGHT_2007_SPEED | Lighting |  | Sun | 2014-01-01 | 2014-12-31 | Constant | Hr 1: 0.05
Office_BreakRoom_Medium_LIGHT_2007_SPEED | Lighting |  | Sat | 2014-01-01 | 2014-12-31 | Hourly | 0.05 | 0.05 | 0.05 | 0.05 | 0.05 | 0.05 | 0.1 | 0.1 | 0.3 | 0.3 | 0.3 | 0.3 | 0.15 | 0.15 | 0.15 | 0.15 | 0.15 | 0.05 | 0.05 | 0.05 | 0.05 | 0.05 | 0.05 | 0.05
Office_BreakRoom_Medium_LIGHT_2007_SPEED | Lighting |  | Wkdy ¦ Default | 2014-01-01 | 2014-12-31 | Hourly | 0.05 | 0.05 | 0.05 | 0.05 | 0.05 | 0.1 | 0.1 | 0.3 | 0.9 | 0.9 | 0.9 | 0.9 | 0.9 | 0.9 | 0.9 | 0.9 | 0.9 | 0.5 | 0.3 | 0.3 | 0.2 | 0.2 | 0.1 | 0.05
Office_BreakRoom_Medium_EQUIP_2007_SPEED | Equipment |  | WntrDsn | 2014-01-01 | 2014-12-31 | Constant | Hr 1: 0
Office_BreakRoom_Medium_EQUIP_2007_SPEED | Equipment |  | SmrDsn | 2014-01-01 | 2014-12-31 | Constant | bar: Hr 1
Office_BreakRoom_Medium_EQUIP_2007_SPEED | Equipment |  | Sun | 2014-01-01 | 2014-12-31 | Constant | Hr 1: 0.3
Office_BreakRoom_Medium_EQUIP_2007_SPEED | Equipment |  | Sat | 2014-01-01 | 2014-12-31 | Hourly | 0.3 | 0.3 | 0.3 | 0.3 | 0.3 | 0.3 | 0.4 | 0.4 | 0.5 | 0.5 | 0.5 | 0.5 | 0.35 | 0.35 | 0.35 | 0.35 | 0.35 | 0.3 | 0.3 | 0.3 | 0.3 | 0.3 | 0.3 | 0.3
Office_BreakRoom_Medium_EQUIP_2007_SPEED | Equipment |  | Wkdy ¦ Default | 2014-01-01 | 2014-12-31 | Hourly | 0.4 | 0.4 | 0.4 | 0.4 | 0.4 | 0.4 | 0.4 | 0.4 | 0.9 | 0.9 | 0.9 | 0.9 | 0.8 | 0.9 | 0.9 | 0.9 | 0.9 | 0.5 | 0.4 | 0.4 | 0.4 | 0.4 | 0.4 | 0.4
Office_BreakRoom_Medium_LIGHT_2010_SPEED | Lighting |  | WntrDsn | 2014-01-01 | 2014-12-31 | Constant | Hr 1: 0
Office_BreakRoom_Medium_LIGHT_2010_SPEED | Lighting |  | SmrDsn | 2014-01-01 | 2014-12-31 | Constant | bar: Hr 1
Office_BreakRoom_Medium_LIGHT_2010_SPEED | Lighting |  | Sun | 2014-01-01 | 2014-12-31 | Hourly | 0.05 | 0.05 | 0.05 | 0.05 | 0.05 | 0.05 | 0.0452 | 0.0452 | 0.0452 | 0.0452 | 0.0452 | 0.0452 | 0.0452 | 0.0452 | 0.0452 | 0.0452 | 0.0452 | 0.0452 | 0.05 | 0.05 | 0.05 | 0.05 | 0.05 | 0.05
Office_BreakRoom_Medium_LIGHT_2010_SPEED | Lighting |  | Sat | 2014-01-01 | 2014-12-31 | Hourly | 0.05 | 0.05 | 0.05 | 0.05 | 0.05 | 0.05 | 0.0904 | 0.0904 | 0.2712 | 0.2712 | 0.2712 | 0.2712 | 0.1356 | 0.1356 | 0.1356 | 0.1356 | 0.1356 | 0.0452 | 0.0452 | 0.05 | 0.05 | 0.05 | 0.05 | 0.05
Office_BreakRoom_Medium_LIGHT_2010_SPEED | Lighting |  | Wkdy ¦ Default | 2014-01-01 | 2014-12-31 | Hourly | 0.05 | 0.05 | 0.05 | 0.05 | 0.05 | 0.1 | 0.0904 | 0.2712 | 0.8136 | 0.8136 | 0.8136 | 0.8136 | 0.8136 | 0.8136 | 0.8136 | 0.8136 | 0.8136 | 0.452 | 0.2712 | 0.2712 | 0.1808 | 0.1808 | 0.0904 | 0.0452
Office_BreakRoom_Medium_EQUIP_2010_SPEED | Equipment |  | WntrDsn | 2014-01-01 | 2014-12-31 | Constant | Hr 1: 0
Office_BreakRoom_Medium_EQUIP_2010_SPEED | Equipment |  | SmrDsn | 2014-01-01 | 2014-12-31 | Constant | bar: Hr 1
Office_BreakRoom_Medium_EQUIP_2010_SPEED | Equipment |  | Sun | 2014-01-01 | 2014-12-31 | Hourly | 0.23814 | 0.23814 | 0.23814 | 0.23814 | 0.23814 | 0.23814 | 0.28811 | 0.28811 | 0.28811 | 0.28811 | 0.28811 | 0.28811 | 0.28811 | 0.28811 | 0.28811 | 0.28811 | 0.28811 | 0.28811 | 0.23814 | 0.23814 | 0.23814 | 0.23814 | 0.23814 | 0.23814
Office_BreakRoom_Medium_EQUIP_2010_SPEED | Equipment |  | Sat | 2014-01-01 | 2014-12-31 | Hourly | 0.23814 | 0.23814 | 0.23814 | 0.23814 | 0.23814 | 0.23814 | 0.38414 | 0.38414 | 0.48018 | 0.48018 | 0.48018 | 0.48018 | 0.33613 | 0.33613 | 0.33613 | 0.33613 | 0.33613 | 0.28811 | 0.28811 | 0.23814 | 0.23814 | 0.23814 | 0.23814 | 0.23814
Office_BreakRoom_Medium_EQUIP_2010_SPEED | Equipment |  | Wkdy ¦ Default | 2014-01-01 | 2014-12-31 | Hourly | 0.31751 | 0.31751 | 0.31751 | 0.31751 | 0.31751 | 0.31751 | 0.38414 | 0.38414 | 0.86432 | 0.86432 | 0.86432 | 0.86432 | 0.76829 | 0.86432 | 0.86432 | 0.86432 | 0.86432 | 0.48018 | 0.38414 | 0.38414 | 0.38414 | 0.38414 | 0.38414 | 0.38414
Office_BreakRoom_Medium_LIGHT_2013_SPEED | Lighting |  | WntrDsn | 2014-01-01 | 2014-12-31 | Constant | Hr 1: 0
Office_BreakRoom_Medium_LIGHT_2013_SPEED | Lighting |  | SmrDsn | 2014-01-01 | 2014-12-31 | Constant | bar: Hr 1
Office_BreakRoom_Medium_LIGHT_2013_SPEED | Lighting |  | Sun | 2014-01-01 | 2014-12-31 | Hourly | 0.05 | 0.05 | 0.05 | 0.05 | 0.05 | 0.05 | 0.043116 | 0.043116 | 0.043116 | 0.043116 | 0.043116 | 0.043116 | 0.043116 | 0.043116 | 0.043116 | 0.043116 | 0.043116 | 0.043116 | 0.05 | 0.05 | 0.05 | 0.05 | 0.05 | 0.05
Office_BreakRoom_Medium_LIGHT_2013_SPEED | Lighting |  | Sat | 2014-01-01 | 2014-12-31 | Hourly | 0.05 | 0.05 | 0.05 | 0.05 | 0.05 | 0.05 | 0.086233 | 0.086233 | 0.2587 | 0.2587 | 0.2587 | 0.2587 | 0.12935 | 0.12935 | 0.12935 | 0.12935 | 0.12935 | 0.043116 | 0.043116 | 0.05 | 0.05 | 0.05 | 0.05 | 0.05
Office_BreakRoom_Medium_LIGHT_2013_SPEED | Lighting |  | Wkdy ¦ Default | 2014-01-01 | 2014-12-31 | Hourly | 0.05 | 0.05 | 0.05 | 0.05 | 0.05 | 0.1 | 0.086233 | 0.2587 | 0.77609 | 0.77609 | 0.77609 | 0.77609 | 0.77609 | 0.77609 | 0.77609 | 0.77609 | 0.77609 | 0.43116 | 0.2587 | 0.2587 | 0.17247 | 0.17247 | 0.086233 | 0.043116
Office_BreakRoom_Medium_EQUIP_2013_SPEED | Equipment |  | WntrDsn | 2014-01-01 | 2014-12-31 | Constant | Hr 1: 0
Office_BreakRoom_Medium_EQUIP_2013_SPEED | Equipment |  | SmrDsn | 2014-01-01 | 2014-12-31 | Constant | bar: Hr 1
Office_BreakRoom_Medium_EQUIP_2013_SPEED | Equipment |  | Sun | 2014-01-01 | 2014-12-31 | Hourly | 0.23076 | 0.23076 | 0.23076 | 0.23076 | 0.23076 | 0.23076 | 0.28811 | 0.28811 | 0.28811 | 0.28811 | 0.28811 | 0.28811 | 0.28811 | 0.28811 | 0.28811 | 0.28811 | 0.28811 | 0.28811 | 0.23076 | 0.23076 | 0.23076 | 0.23076 | 0.23076 | 0.23076
Office_BreakRoom_Medium_EQUIP_2013_SPEED | Equipment |  | Sat | 2014-01-01 | 2014-12-31 | Hourly | 0.23076 | 0.23076 | 0.23076 | 0.23076 | 0.23076 | 0.23076 | 0.38123 | 0.38123 | 0.47654 | 0.47654 | 0.47654 | 0.47654 | 0.33358 | 0.33358 | 0.33358 | 0.33358 | 0.33358 | 0.28593 | 0.28593 | 0.23076 | 0.23076 | 0.23076 | 0.23076 | 0.23076
Office_BreakRoom_Medium_EQUIP_2013_SPEED | Equipment |  | Wkdy ¦ Default | 2014-01-01 | 2014-12-31 | Hourly | 0.30767 | 0.30767 | 0.30767 | 0.30767 | 0.30767 | 0.30767 | 0.38123 | 0.38123 | 0.85778 | 0.85778 | 0.85778 | 0.85778 | 0.76247 | 0.85778 | 0.85778 | 0.85778 | 0.85778 | 0.47654 | 0.38123 | 0.38123 | 0.38123 | 0.38123 | 0.38123 | 0.38123
Office_BreakRoom_Medium_INFIL_SPEED | Infiltration |  | WntrDsn | 2014-01-01 | 2014-12-31 | Constant | bar: Hr 1
Office_BreakRoom_Medium_INFIL_SPEED | Infiltration |  | SmrDsn | 2014-01-01 | 2014-12-31 | Constant | bar: Hr 1
Office_BreakRoom_Medium_INFIL_SPEED | Infiltration |  | Sun | 2014-01-01 | 2014-12-31 | Hourly | bar: Hr 1 to Hr 24
Office_BreakRoom_Medium_INFIL_SPEED | Infiltration |  | Sat | 2014-01-01 | 2014-12-31 | Hourly | 1 | 1 | 1 | 1 | 1 | 1 | 1 | 1 | 0.5 | 0.5 | 0.5 | 0.5 | 0.5 | 0.5 | 0.5 | 0.5 | 0.5 | 1 | 1 | 1 | 1 | 1 | 1 | 1
Office_BreakRoom_Medium_INFIL_SPEED | Infiltration |  | Wkdy ¦ Default | 2014-01-01 | 2014-12-31 | Hourly | 1 | 1 | 1 | 1 | 1 | 1 | 0.5 | 0.5 | 0.5 | 0.5 | 0.5 | 0.5 | 0.5 | 0.5 | 0.5 | 0.5 | 0.5 | 0.5 | 0.5 | 0.5 | 0.5 | 0.5 | 1 | 1
Office_BreakRoom_Medium_ACTIVITY_SPEED | Activity | W | WntrDsn | 2014-01-01 | 2014-12-31 | Constant | Hr 1: 120
Office_BreakRoom_Medium_ACTIVITY_SPEED | Activity | W | SmrDsn | 2014-01-01 | 2014-12-31 | Constant | Hr 1: 120
Office_BreakRoom_Medium_ACTIVITY_SPEED | Activity | W | Sun | 2014-01-01 | 2014-12-31 | Constant | Hr 1: 120
Office_BreakRoom_Medium_ACTIVITY_SPEED | Activity | W | Sat | 2014-01-01 | 2014-12-31 | Constant | Hr 1: 120
Office_BreakRoom_Medium_ACTIVITY_SPEED | Activity | W | Wkdy ¦ Default | 2014-01-01 | 2014-12-31 | Constant | Hr 1: 120
Office_BreakRoom_Medium_OA_SPEED | OA Air |  | WntrDsn | 2014-01-01 | 2014-12-31 | Constant | bar: Hr 1
Office_BreakRoom_Medium_OA_SPEED | OA Air |  | SmrDsn | 2014-01-01 | 2014-12-31 | Constant | bar: Hr 1
Office_BreakRoom_Medium_OA_SPEED | OA Air |  | Sun | 2014-01-01 | 2014-12-31 | Hourly | 0 | 0 | 0 | 0 | 0 | 0 | 0 | 0 | 0 | 0 | 0 | 0 | 0 | 0 | 0 | 0 | 0 | 0 | 0 | 0 | 0 | 0 | 0 | 0
Office_BreakRoom_Medium_OA_SPEED | OA Air |  | Sat | 2014-01-01 | 2014-12-31 | Hourly | 0 | 0 | 0 | 0 | 0 | 0 | 1 | 1 | 1 | 1 | 1 | 1 | 1 | 1 | 1 | 1 | 1 | 0 | 0 | 0 | 0 | 0 | 0 | 0
Office_BreakRoom_Medium_OA_SPEED | OA Air |  | Wkdy ¦ Default | 2014-01-01 | 2014-12-31 | Hourly | 0 | 0 | 0 | 0 | 0 | 0 | 1 | 1 | 1 | 1 | 1 | 1 | 1 | 1 | 1 | 1 | 1 | 1 | 1 | 1 | 1 | 1 | 0 | 0
Office_Restroom_Medium_CLGSETP_SPEED | Thermostat Setpoint | C | WntrDsn | 2014-01-01 | 2014-12-31 | Constant | Hr 1: 23.9
Office_Restroom_Medium_CLGSETP_SPEED | Thermostat Setpoint | C | SmrDsn | 2014-01-01 | 2014-12-31 | Constant | Hr 1: 23.9
Office_Restroom_Medium_CLGSETP_SPEED | Thermostat Setpoint | C | Sun | 2014-01-01 | 2014-12-31 | Hourly | 25.6 | 25.6 | 25.6 | 25.6 | 25.6 | 25.6 | 25.6 | 25.6 | 25.6 | 25.6 | 25.6 | 25.6 | 25.6 | 25.6 | 25.6 | 25.6 | 25.6 | 25.6 | 25.6 | 25.6 | 25.6 | 25.6 | 25.6 | 25.6
Office_Restroom_Medium_CLGSETP_SPEED | Thermostat Setpoint | C | Sat | 2014-01-01 | 2014-12-31 | Hourly | 25.6 | 25.6 | 25.6 | 25.6 | 25.6 | 25.6 | 23.9 | 23.9 | 23.9 | 23.9 | 23.9 | 23.9 | 23.9 | 23.9 | 23.9 | 23.9 | 23.9 | 25.6 | 25.6 | 25.6 | 25.6 | 25.6 | 25.6 | 25.6
Office_Restroom_Medium_CLGSETP_SPEED | Thermostat Setpoint | C | Wkdy ¦ Default | 2014-01-01 | 2014-12-31 | Hourly | 25.6 | 25.6 | 25.6 | 25.6 | 25.6 | 25.6 | 23.9 | 23.9 | 23.9 | 23.9 | 23.9 | 23.9 | 23.9 | 23.9 | 23.9 | 23.9 | 23.9 | 23.9 | 23.9 | 23.9 | 23.9 | 23.9 | 25.6 | 25.6
Office_Restroom_Medium_HTGSETP_SPEED | Thermostat Setpoint | C | WntrDsn | 2014-01-01 | 2014-12-31 | Constant | Hr 1: 21.1
Office_Restroom_Medium_HTGSETP_SPEED | Thermostat Setpoint | C | SmrDsn | 2014-01-01 | 2014-12-31 | Constant | Hr 1: 21.1
Office_Restroom_Medium_HTGSETP_SPEED | Thermostat Setpoint | C | Sun | 2014-01-01 | 2014-12-31 | Hourly | 19.4 | 19.4 | 19.4 | 19.4 | 19.4 | 19.4 | 19.4 | 19.4 | 19.4 | 19.4 | 19.4 | 19.4 | 19.4 | 19.4 | 19.4 | 19.4 | 19.4 | 19.4 | 19.4 | 19.4 | 19.4 | 19.4 | 19.4 | 19.4
Office_Restroom_Medium_HTGSETP_SPEED | Thermostat Setpoint | C | Sat | 2014-01-01 | 2014-12-31 | Hourly | 19.4 | 19.4 | 19.4 | 19.4 | 19.4 | 19.4 | 21.1 | 21.1 | 21.1 | 21.1 | 21.1 | 21.1 | 21.1 | 21.1 | 21.1 | 21.1 | 21.1 | 19.4 | 19.4 | 19.4 | 19.4 | 19.4 | 19.4 | 19.4
Office_Restroom_Medium_HTGSETP_SPEED | Thermostat Setpoint | C | Wkdy ¦ Default | 2014-01-01 | 2014-12-31 | Hourly | 19.4 | 19.4 | 19.4 | 19.4 | 19.4 | 19.4 | 21.1 | 21.1 | 21.1 | 21.1 | 21.1 | 21.1 | 21.1 | 21.1 | 21.1 | 21.1 | 21.1 | 21.1 | 21.1 | 21.1 | 21.1 | 21.1 | 19.4 | 19.4
Office_Restroom_Medium_OCC_SPEED | Occupancy |  | WntrDsn | 2014-01-01 | 2014-12-31 | Constant | Hr 1: 0
Office_Restroom_Medium_OCC_SPEED | Occupancy |  | SmrDsn | 2014-01-01 | 2014-12-31 | Constant | bar: Hr 1
Office_Restroom_Medium_OCC_SPEED | Occupancy |  | Sun | 2014-01-01 | 2014-12-31 | Hourly | 0 | 0 | 0 | 0 | 0 | 0 | 0.05 | 0.05 | 0.05 | 0.05 | 0.05 | 0.05 | 0.05 | 0.05 | 0.05 | 0.05 | 0.05 | 0.05 | 0 | 0 | 0 | 0 | 0 | 0
Office_Restroom_Medium_OCC_SPEED | Occupancy |  | Sat | 2014-01-01 | 2014-12-31 | Hourly | 0 | 0 | 0 | 0 | 0 | 0 | 0.1 | 0.1 | 0.3 | 0.3 | 0.3 | 0.3 | 0.1 | 0.1 | 0.1 | 0.1 | 0.1 | 0.05 | 0.05 | 0 | 0 | 0 | 0 | 0
Office_Restroom_Medium_OCC_SPEED | Occupancy |  | Wkdy ¦ Default | 2014-01-01 | 2014-12-31 | Hourly | 0 | 0 | 0 | 0 | 0 | 0 | 0.1 | 0.2 | 0.95 | 0.95 | 0.95 | 0.95 | 0.5 | 0.95 | 0.95 | 0.95 | 0.95 | 0.3 | 0.1 | 0.1 | 0.1 | 0.1 | 0.05 | 0.05
Office_Restroom_Medium_LIGHT_2007_SPEED | Lighting |  | WntrDsn | 2014-01-01 | 2014-12-31 | Constant | Hr 1: 0
Office_Restroom_Medium_LIGHT_2007_SPEED | Lighting |  | SmrDsn | 2014-01-01 | 2014-12-31 | Constant | bar: Hr 1
Office_Restroom_Medium_LIGHT_2007_SPEED | Lighting |  | Sun | 2014-01-01 | 2014-12-31 | Constant | Hr 1: 0.05
Office_Restroom_Medium_LIGHT_2007_SPEED | Lighting |  | Sat | 2014-01-01 | 2014-12-31 | Hourly | 0.05 | 0.05 | 0.05 | 0.05 | 0.05 | 0.05 | 0.1 | 0.1 | 0.3 | 0.3 | 0.3 | 0.3 | 0.15 | 0.15 | 0.15 | 0.15 | 0.15 | 0.05 | 0.05 | 0.05 | 0.05 | 0.05 | 0.05 | 0.05
Office_Restroom_Medium_LIGHT_2007_SPEED | Lighting |  | Wkdy ¦ Default | 2014-01-01 | 2014-12-31 | Hourly | 0.05 | 0.05 | 0.05 | 0.05 | 0.05 | 0.1 | 0.1 | 0.3 | 0.9 | 0.9 | 0.9 | 0.9 | 0.9 | 0.9 | 0.9 | 0.9 | 0.9 | 0.5 | 0.3 | 0.3 | 0.2 | 0.2 | 0.1 | 0.05
Office_Restroom_Medium_EQUIP_2007_SPEED | Equipment |  | WntrDsn | 2014-01-01 | 2014-12-31 | Constant | Hr 1: 0
Office_Restroom_Medium_EQUIP_2007_SPEED | Equipment |  | SmrDsn | 2014-01-01 | 2014-12-31 | Constant | bar: Hr 1
Office_Restroom_Medium_EQUIP_2007_SPEED | Equipment |  | Sun | 2014-01-01 | 2014-12-31 | Constant | Hr 1: 0.3
Office_Restroom_Medium_EQUIP_2007_SPEED | Equipment |  | Sat | 2014-01-01 | 2014-12-31 | Hourly | 0.3 | 0.3 | 0.3 | 0.3 | 0.3 | 0.3 | 0.4 | 0.4 | 0.5 | 0.5 | 0.5 | 0.5 | 0.35 | 0.35 | 0.35 | 0.35 | 0.35 | 0.3 | 0.3 | 0.3 | 0.3 | 0.3 | 0.3 | 0.3
Office_Restroom_Medium_EQUIP_2007_SPEED | Equipment |  | Wkdy ¦ Default | 2014-01-01 | 2014-12-31 | Hourly | 0.4 | 0.4 | 0.4 | 0.4 | 0.4 | 0.4 | 0.4 | 0.4 | 0.9 | 0.9 | 0.9 | 0.9 | 0.8 | 0.9 | 0.9 | 0.9 | 0.9 | 0.5 | 0.4 | 0.4 | 0.4 | 0.4 | 0.4 | 0.4
Office_Restroom_Medium_LIGHT_2010_SPEED | Lighting |  | WntrDsn | 2014-01-01 | 2014-12-31 | Constant | Hr 1: 0
Office_Restroom_Medium_LIGHT_2010_SPEED | Lighting |  | SmrDsn | 2014-01-01 | 2014-12-31 | Constant | bar: Hr 1
Office_Restroom_Medium_LIGHT_2010_SPEED | Lighting |  | Sun | 2014-01-01 | 2014-12-31 | Hourly | 0.05 | 0.05 | 0.05 | 0.05 | 0.05 | 0.05 | 0.0452 | 0.0452 | 0.0452 | 0.0452 | 0.0452 | 0.0452 | 0.0452 | 0.0452 | 0.0452 | 0.0452 | 0.0452 | 0.0452 | 0.05 | 0.05 | 0.05 | 0.05 | 0.05 | 0.05
Office_Restroom_Medium_LIGHT_2010_SPEED | Lighting |  | Sat | 2014-01-01 | 2014-12-31 | Hourly | 0.05 | 0.05 | 0.05 | 0.05 | 0.05 | 0.05 | 0.0904 | 0.0904 | 0.2712 | 0.2712 | 0.2712 | 0.2712 | 0.1356 | 0.1356 | 0.1356 | 0.1356 | 0.1356 | 0.0452 | 0.0452 | 0.05 | 0.05 | 0.05 | 0.05 | 0.05
Office_Restroom_Medium_LIGHT_2010_SPEED | Lighting |  | Wkdy ¦ Default | 2014-01-01 | 2014-12-31 | Hourly | 0.05 | 0.05 | 0.05 | 0.05 | 0.05 | 0.1 | 0.0904 | 0.2712 | 0.8136 | 0.8136 | 0.8136 | 0.8136 | 0.8136 | 0.8136 | 0.8136 | 0.8136 | 0.8136 | 0.452 | 0.2712 | 0.2712 | 0.1808 | 0.1808 | 0.0904 | 0.0452
Office_Restroom_Medium_EQUIP_2010_SPEED | Equipment |  | WntrDsn | 2014-01-01 | 2014-12-31 | Constant | Hr 1: 0
Office_Restroom_Medium_EQUIP_2010_SPEED | Equipment |  | SmrDsn | 2014-01-01 | 2014-12-31 | Constant | bar: Hr 1
Office_Restroom_Medium_EQUIP_2010_SPEED | Equipment |  | Sun | 2014-01-01 | 2014-12-31 | Hourly | 0.23814 | 0.23814 | 0.23814 | 0.23814 | 0.23814 | 0.23814 | 0.28811 | 0.28811 | 0.28811 | 0.28811 | 0.28811 | 0.28811 | 0.28811 | 0.28811 | 0.28811 | 0.28811 | 0.28811 | 0.28811 | 0.23814 | 0.23814 | 0.23814 | 0.23814 | 0.23814 | 0.23814
Office_Restroom_Medium_EQUIP_2010_SPEED | Equipment |  | Sat | 2014-01-01 | 2014-12-31 | Hourly | 0.23814 | 0.23814 | 0.23814 | 0.23814 | 0.23814 | 0.23814 | 0.38414 | 0.38414 | 0.48018 | 0.48018 | 0.48018 | 0.48018 | 0.33613 | 0.33613 | 0.33613 | 0.33613 | 0.33613 | 0.28811 | 0.28811 | 0.23814 | 0.23814 | 0.23814 | 0.23814 | 0.23814
Office_Restroom_Medium_EQUIP_2010_SPEED | Equipment |  | Wkdy ¦ Default | 2014-01-01 | 2014-12-31 | Hourly | 0.31751 | 0.31751 | 0.31751 | 0.31751 | 0.31751 | 0.31751 | 0.38414 | 0.38414 | 0.86432 | 0.86432 | 0.86432 | 0.86432 | 0.76829 | 0.86432 | 0.86432 | 0.86432 | 0.86432 | 0.48018 | 0.38414 | 0.38414 | 0.38414 | 0.38414 | 0.38414 | 0.38414
Office_Restroom_Medium_LIGHT_2013_SPEED | Lighting |  | WntrDsn | 2014-01-01 | 2014-12-31 | Constant | Hr 1: 0
Office_Restroom_Medium_LIGHT_2013_SPEED | Lighting |  | SmrDsn | 2014-01-01 | 2014-12-31 | Constant | bar: Hr 1
Office_Restroom_Medium_LIGHT_2013_SPEED | Lighting |  | Sun | 2014-01-01 | 2014-12-31 | Hourly | 0.05 | 0.05 | 0.05 | 0.05 | 0.05 | 0.05 | 0.043116 | 0.043116 | 0.043116 | 0.043116 | 0.043116 | 0.043116 | 0.043116 | 0.043116 | 0.043116 | 0.043116 | 0.043116 | 0.043116 | 0.05 | 0.05 | 0.05 | 0.05 | 0.05 | 0.05
Office_Restroom_Medium_LIGHT_2013_SPEED | Lighting |  | Sat | 2014-01-01 | 2014-12-31 | Hourly | 0.05 | 0.05 | 0.05 | 0.05 | 0.05 | 0.05 | 0.086233 | 0.086233 | 0.2587 | 0.2587 | 0.2587 | 0.2587 | 0.12935 | 0.12935 | 0.12935 | 0.12935 | 0.12935 | 0.043116 | 0.043116 | 0.05 | 0.05 | 0.05 | 0.05 | 0.05
Office_Restroom_Medium_LIGHT_2013_SPEED | Lighting |  | Wkdy ¦ Default | 2014-01-01 | 2014-12-31 | Hourly | 0.05 | 0.05 | 0.05 | 0.05 | 0.05 | 0.1 | 0.086233 | 0.2587 | 0.77609 | 0.77609 | 0.77609 | 0.77609 | 0.77609 | 0.77609 | 0.77609 | 0.77609 | 0.77609 | 0.43116 | 0.2587 | 0.2587 | 0.17247 | 0.17247 | 0.086233 | 0.043116
Office_Restroom_Medium_EQUIP_2013_SPEED | Equipment |  | WntrDsn | 2014-01-01 | 2014-12-31 | Constant | Hr 1: 0
Office_Restroom_Medium_EQUIP_2013_SPEED | Equipment |  | SmrDsn | 2014-01-01 | 2014-12-31 | Constant | bar: Hr 1
Office_Restroom_Medium_EQUIP_2013_SPEED | Equipment |  | Sun | 2014-01-01 | 2014-12-31 | Hourly | 0.23076 | 0.23076 | 0.23076 | 0.23076 | 0.23076 | 0.23076 | 0.28811 | 0.28811 | 0.28811 | 0.28811 | 0.28811 | 0.28811 | 0.28811 | 0.28811 | 0.28811 | 0.28811 | 0.28811 | 0.28811 | 0.23076 | 0.23076 | 0.23076 | 0.23076 | 0.23076 | 0.23076
Office_Restroom_Medium_EQUIP_2013_SPEED | Equipment |  | Sat | 2014-01-01 | 2014-12-31 | Hourly | 0.23076 | 0.23076 | 0.23076 | 0.23076 | 0.23076 | 0.23076 | 0.38123 | 0.38123 | 0.47654 | 0.47654 | 0.47654 | 0.47654 | 0.33358 | 0.33358 | 0.33358 | 0.33358 | 0.33358 | 0.28593 | 0.28593 | 0.23076 | 0.23076 | 0.23076 | 0.23076 | 0.23076
Office_Restroom_Medium_EQUIP_2013_SPEED | Equipment |  | Wkdy ¦ Default | 2014-01-01 | 2014-12-31 | Hourly | 0.30767 | 0.30767 | 0.30767 | 0.30767 | 0.30767 | 0.30767 | 0.38123 | 0.38123 | 0.85778 | 0.85778 | 0.85778 | 0.85778 | 0.76247 | 0.85778 | 0.85778 | 0.85778 | 0.85778 | 0.47654 | 0.38123 | 0.38123 | 0.38123 | 0.38123 | 0.38123 | 0.38123
Office_Restroom_Medium_INFIL_SPEED | Infiltration |  | WntrDsn | 2014-01-01 | 2014-12-31 | Constant | bar: Hr 1
Office_Restroom_Medium_INFIL_SPEED | Infiltration |  | SmrDsn | 2014-01-01 | 2014-12-31 | Constant | bar: Hr 1
Office_Restroom_Medium_INFIL_SPEED | Infiltration |  | Sun | 2014-01-01 | 2014-12-31 | Hourly | bar: Hr 1 to Hr 24
Office_Restroom_Medium_INFIL_SPEED | Infiltration |  | Sat | 2014-01-01 | 2014-12-31 | Hourly | 1 | 1 | 1 | 1 | 1 | 1 | 1 | 1 | 0.5 | 0.5 | 0.5 | 0.5 | 0.5 | 0.5 | 0.5 | 0.5 | 0.5 | 1 | 1 | 1 | 1 | 1 | 1 | 1
Office_Restroom_Medium_INFIL_SPEED | Infiltration |  | Wkdy ¦ Default | 2014-01-01 | 2014-12-31 | Hourly | 1 | 1 | 1 | 1 | 1 | 1 | 0.5 | 0.5 | 0.5 | 0.5 | 0.5 | 0.5 | 0.5 | 0.5 | 0.5 | 0.5 | 0.5 | 0.5 | 0.5 | 0.5 | 0.5 | 0.5 | 1 | 1
Office_Restroom_Medium_ACTIVITY_SPEED | Activity | W | WntrDsn | 2014-01-01 | 2014-12-31 | Constant | Hr 1: 120
Office_Restroom_Medium_ACTIVITY_SPEED | Activity | W | SmrDsn | 2014-01-01 | 2014-12-31 | Constant | Hr 1: 120
Office_Restroom_Medium_ACTIVITY_SPEED | Activity | W | Sun | 2014-01-01 | 2014-12-31 | Constant | Hr 1: 120
Office_Restroom_Medium_ACTIVITY_SPEED | Activity | W | Sat | 2014-01-01 | 2014-12-31 | Constant | Hr 1: 120
Office_Restroom_Medium_ACTIVITY_SPEED | Activity | W | Wkdy ¦ Default | 2014-01-01 | 2014-12-31 | Constant | Hr 1: 120
Office_Restroom_Medium_OA_SPEED | OA Air |  | WntrDsn | 2014-01-01 | 2014-12-31 | Constant | bar: Hr 1
Office_Restroom_Medium_OA_SPEED | OA Air |  | SmrDsn | 2014-01-01 | 2014-12-31 | Constant | bar: Hr 1
Office_Restroom_Medium_OA_SPEED | OA Air |  | Sun | 2014-01-01 | 2014-12-31 | Hourly | 0 | 0 | 0 | 0 | 0 | 0 | 0 | 0 | 0 | 0 | 0 | 0 | 0 | 0 | 0 | 0 | 0 | 0 | 0 | 0 | 0 | 0 | 0 | 0
Office_Restroom_Medium_OA_SPEED | OA Air |  | Sat | 2014-01-01 | 2014-12-31 | Hourly | 0 | 0 | 0 | 0 | 0 | 0 | 1 | 1 | 1 | 1 | 1 | 1 | 1 | 1 | 1 | 1 | 1 | 0 | 0 | 0 | 0 | 0 | 0 | 0
Office_Restroom_Medium_OA_SPEED | OA Air |  | Wkdy ¦ Default | 2014-01-01 | 2014-12-31 | Hourly | 0 | 0 | 0 | 0 | 0 | 0 | 1 | 1 | 1 | 1 | 1 | 1 | 1 | 1 | 1 | 1 | 1 | 1 | 1 | 1 | 1 | 1 | 0 | 0
Office_Dining_Medium_CLGSETP_SPEED | Thermostat Setpoint | C | WntrDsn | 2014-01-01 | 2014-12-31 | Constant | Hr 1: 23.9
Office_Dining_Medium_CLGSETP_SPEED | Thermostat Setpoint | C | SmrDsn | 2014-01-01 | 2014-12-31 | Constant | Hr 1: 23.9
Office_Dining_Medium_CLGSETP_SPEED | Thermostat Setpoint | C | Sun | 2014-01-01 | 2014-12-31 | Hourly | 25.6 | 25.6 | 25.6 | 25.6 | 25.6 | 25.6 | 25.6 | 25.6 | 25.6 | 25.6 | 25.6 | 25.6 | 25.6 | 25.6 | 25.6 | 25.6 | 25.6 | 25.6 | 25.6 | 25.6 | 25.6 | 25.6 | 25.6 | 25.6
Office_Dining_Medium_CLGSETP_SPEED | Thermostat Setpoint | C | Sat | 2014-01-01 | 2014-12-31 | Hourly | 25.6 | 25.6 | 25.6 | 25.6 | 25.6 | 25.6 | 23.9 | 23.9 | 23.9 | 23.9 | 23.9 | 23.9 | 23.9 | 23.9 | 23.9 | 23.9 | 23.9 | 25.6 | 25.6 | 25.6 | 25.6 | 25.6 | 25.6 | 25.6
Office_Dining_Medium_CLGSETP_SPEED | Thermostat Setpoint | C | Wkdy ¦ Default | 2014-01-01 | 2014-12-31 | Hourly | 25.6 | 25.6 | 25.6 | 25.6 | 25.6 | 25.6 | 23.9 | 23.9 | 23.9 | 23.9 | 23.9 | 23.9 | 23.9 | 23.9 | 23.9 | 23.9 | 23.9 | 23.9 | 23.9 | 23.9 | 23.9 | 23.9 | 25.6 | 25.6
Office_Dining_Medium_HTGSETP_SPEED | Thermostat Setpoint | C | WntrDsn | 2014-01-01 | 2014-12-31 | Constant | Hr 1: 21.1
Office_Dining_Medium_HTGSETP_SPEED | Thermostat Setpoint | C | SmrDsn | 2014-01-01 | 2014-12-31 | Constant | Hr 1: 21.1
Office_Dining_Medium_HTGSETP_SPEED | Thermostat Setpoint | C | Sun | 2014-01-01 | 2014-12-31 | Hourly | 19.4 | 19.4 | 19.4 | 19.4 | 19.4 | 19.4 | 19.4 | 19.4 | 19.4 | 19.4 | 19.4 | 19.4 | 19.4 | 19.4 | 19.4 | 19.4 | 19.4 | 19.4 | 19.4 | 19.4 | 19.4 | 19.4 | 19.4 | 19.4
Office_Dining_Medium_HTGSETP_SPEED | Thermostat Setpoint | C | Sat | 2014-01-01 | 2014-12-31 | Hourly | 19.4 | 19.4 | 19.4 | 19.4 | 19.4 | 19.4 | 21.1 | 21.1 | 21.1 | 21.1 | 21.1 | 21.1 | 21.1 | 21.1 | 21.1 | 21.1 | 21.1 | 19.4 | 19.4 | 19.4 | 19.4 | 19.4 | 19.4 | 19.4
Office_Dining_Medium_HTGSETP_SPEED | Thermostat Setpoint | C | Wkdy ¦ Default | 2014-01-01 | 2014-12-31 | Hourly | 19.4 | 19.4 | 19.4 | 19.4 | 19.4 | 19.4 | 21.1 | 21.1 | 21.1 | 21.1 | 21.1 | 21.1 | 21.1 | 21.1 | 21.1 | 21.1 | 21.1 | 21.1 | 21.1 | 21.1 | 21.1 | 21.1 | 19.4 | 19.4
Office_Dining_Medium_OCC_SPEED | Occupancy |  | WntrDsn | 2014-01-01 | 2014-12-31 | Constant | Hr 1: 0
Office_Dining_Medium_OCC_SPEED | Occupancy |  | SmrDsn | 2014-01-01 | 2014-12-31 | Constant | bar: Hr 1
Office_Dining_Medium_OCC_SPEED | Occupancy |  | Sun | 2014-01-01 | 2014-12-31 | Hourly | 0 | 0 | 0 | 0 | 0 | 0 | 0.05 | 0.05 | 0.05 | 0.05 | 0.05 | 0.05 | 0.05 | 0.05 | 0.05 | 0.05 | 0.05 | 0.05 | 0 | 0 | 0 | 0 | 0 | 0
Office_Dining_Medium_OCC_SPEED | Occupancy |  | Sat | 2014-01-01 | 2014-12-31 | Hourly | 0 | 0 | 0 | 0 | 0 | 0 | 0.1 | 0.1 | 0.3 | 0.3 | 0.3 | 0.3 | 0.1 | 0.1 | 0.1 | 0.1 | 0.1 | 0.05 | 0.05 | 0 | 0 | 0 | 0 | 0
Office_Dining_Medium_OCC_SPEED | Occupancy |  | Wkdy ¦ Default | 2014-01-01 | 2014-12-31 | Hourly | 0 | 0 | 0 | 0 | 0 | 0 | 0.1 | 0.2 | 0.95 | 0.95 | 0.95 | 0.95 | 0.5 | 0.95 | 0.95 | 0.95 | 0.95 | 0.3 | 0.1 | 0.1 | 0.1 | 0.1 | 0.05 | 0.05
Office_Dining_Medium_LIGHT_2007_SPEED | Lighting |  | WntrDsn | 2014-01-01 | 2014-12-31 | Constant | Hr 1: 0
Office_Dining_Medium_LIGHT_2007_SPEED | Lighting |  | SmrDsn | 2014-01-01 | 2014-12-31 | Constant | bar: Hr 1
Office_Dining_Medium_LIGHT_2007_SPEED | Lighting |  | Sun | 2014-01-01 | 2014-12-31 | Constant | Hr 1: 0.05
Office_Dining_Medium_LIGHT_2007_SPEED | Lighting |  | Sat | 2014-01-01 | 2014-12-31 | Hourly | 0.05 | 0.05 | 0.05 | 0.05 | 0.05 | 0.05 | 0.1 | 0.1 | 0.3 | 0.3 | 0.3 | 0.3 | 0.15 | 0.15 | 0.15 | 0.15 | 0.15 | 0.05 | 0.05 | 0.05 | 0.05 | 0.05 | 0.05 | 0.05
Office_Dining_Medium_LIGHT_2007_SPEED | Lighting |  | Wkdy ¦ Default | 2014-01-01 | 2014-12-31 | Hourly | 0.05 | 0.05 | 0.05 | 0.05 | 0.05 | 0.1 | 0.1 | 0.3 | 0.9 | 0.9 | 0.9 | 0.9 | 0.9 | 0.9 | 0.9 | 0.9 | 0.9 | 0.5 | 0.3 | 0.3 | 0.2 | 0.2 | 0.1 | 0.05
Office_Dining_Medium_EQUIP_2007_SPEED | Equipment |  | WntrDsn | 2014-01-01 | 2014-12-31 | Constant | Hr 1: 0
Office_Dining_Medium_EQUIP_2007_SPEED | Equipment |  | SmrDsn | 2014-01-01 | 2014-12-31 | Constant | bar: Hr 1
Office_Dining_Medium_EQUIP_2007_SPEED | Equipment |  | Sun | 2014-01-01 | 2014-12-31 | Constant | Hr 1: 0.3
Office_Dining_Medium_EQUIP_2007_SPEED | Equipment |  | Sat | 2014-01-01 | 2014-12-31 | Hourly | 0.3 | 0.3 | 0.3 | 0.3 | 0.3 | 0.3 | 0.4 | 0.4 | 0.5 | 0.5 | 0.5 | 0.5 | 0.35 | 0.35 | 0.35 | 0.35 | 0.35 | 0.3 | 0.3 | 0.3 | 0.3 | 0.3 | 0.3 | 0.3
Office_Dining_Medium_EQUIP_2007_SPEED | Equipment |  | Wkdy ¦ Default | 2014-01-01 | 2014-12-31 | Hourly | 0.4 | 0.4 | 0.4 | 0.4 | 0.4 | 0.4 | 0.4 | 0.4 | 0.9 | 0.9 | 0.9 | 0.9 | 0.8 | 0.9 | 0.9 | 0.9 | 0.9 | 0.5 | 0.4 | 0.4 | 0.4 | 0.4 | 0.4 | 0.4
Office_Dining_Medium_LIGHT_2010_SPEED | Lighting |  | WntrDsn | 2014-01-01 | 2014-12-31 | Constant | Hr 1: 0
Office_Dining_Medium_LIGHT_2010_SPEED | Lighting |  | SmrDsn | 2014-01-01 | 2014-12-31 | Constant | bar: Hr 1
Office_Dining_Medium_LIGHT_2010_SPEED | Lighting |  | Sun | 2014-01-01 | 2014-12-31 | Hourly | 0.05 | 0.05 | 0.05 | 0.05 | 0.05 | 0.05 | 0.0452 | 0.0452 | 0.0452 | 0.0452 | 0.0452 | 0.0452 | 0.0452 | 0.0452 | 0.0452 | 0.0452 | 0.0452 | 0.0452 | 0.05 | 0.05 | 0.05 | 0.05 | 0.05 | 0.05
Office_Dining_Medium_LIGHT_2010_SPEED | Lighting |  | Sat | 2014-01-01 | 2014-12-31 | Hourly | 0.05 | 0.05 | 0.05 | 0.05 | 0.05 | 0.05 | 0.0904 | 0.0904 | 0.2712 | 0.2712 | 0.2712 | 0.2712 | 0.1356 | 0.1356 | 0.1356 | 0.1356 | 0.1356 | 0.0452 | 0.0452 | 0.05 | 0.05 | 0.05 | 0.05 | 0.05
Office_Dining_Medium_LIGHT_2010_SPEED | Lighting |  | Wkdy ¦ Default | 2014-01-01 | 2014-12-31 | Hourly | 0.05 | 0.05 | 0.05 | 0.05 | 0.05 | 0.1 | 0.0904 | 0.2712 | 0.8136 | 0.8136 | 0.8136 | 0.8136 | 0.8136 | 0.8136 | 0.8136 | 0.8136 | 0.8136 | 0.452 | 0.2712 | 0.2712 | 0.1808 | 0.1808 | 0.0904 | 0.0452
Office_Dining_Medium_EQUIP_2010_SPEED | Equipment |  | WntrDsn | 2014-01-01 | 2014-12-31 | Constant | Hr 1: 0
Office_Dining_Medium_EQUIP_2010_SPEED | Equipment |  | SmrDsn | 2014-01-01 | 2014-12-31 | Constant | bar: Hr 1
Office_Dining_Medium_EQUIP_2010_SPEED | Equipment |  | Sun | 2014-01-01 | 2014-12-31 | Hourly | 0.23814 | 0.23814 | 0.23814 | 0.23814 | 0.23814 | 0.23814 | 0.28811 | 0.28811 | 0.28811 | 0.28811 | 0.28811 | 0.28811 | 0.28811 | 0.28811 | 0.28811 | 0.28811 | 0.28811 | 0.28811 | 0.23814 | 0.23814 | 0.23814 | 0.23814 | 0.23814 | 0.23814
Office_Dining_Medium_EQUIP_2010_SPEED | Equipment |  | Sat | 2014-01-01 | 2014-12-31 | Hourly | 0.23814 | 0.23814 | 0.23814 | 0.23814 | 0.23814 | 0.23814 | 0.38414 | 0.38414 | 0.48018 | 0.48018 | 0.48018 | 0.48018 | 0.33613 | 0.33613 | 0.33613 | 0.33613 | 0.33613 | 0.28811 | 0.28811 | 0.23814 | 0.23814 | 0.23814 | 0.23814 | 0.23814
Office_Dining_Medium_EQUIP_2010_SPEED | Equipment |  | Wkdy ¦ Default | 2014-01-01 | 2014-12-31 | Hourly | 0.31751 | 0.31751 | 0.31751 | 0.31751 | 0.31751 | 0.31751 | 0.38414 | 0.38414 | 0.86432 | 0.86432 | 0.86432 | 0.86432 | 0.76829 | 0.86432 | 0.86432 | 0.86432 | 0.86432 | 0.48018 | 0.38414 | 0.38414 | 0.38414 | 0.38414 | 0.38414 | 0.38414
Office_Dining_Medium_LIGHT_2013_SPEED | Lighting |  | WntrDsn | 2014-01-01 | 2014-12-31 | Constant | Hr 1: 0
Office_Dining_Medium_LIGHT_2013_SPEED | Lighting |  | SmrDsn | 2014-01-01 | 2014-12-31 | Constant | bar: Hr 1
Office_Dining_Medium_LIGHT_2013_SPEED | Lighting |  | Sun | 2014-01-01 | 2014-12-31 | Hourly | 0.05 | 0.05 | 0.05 | 0.05 | 0.05 | 0.05 | 0.043116 | 0.043116 | 0.043116 | 0.043116 | 0.043116 | 0.043116 | 0.043116 | 0.043116 | 0.043116 | 0.043116 | 0.043116 | 0.043116 | 0.05 | 0.05 | 0.05 | 0.05 | 0.05 | 0.05
Office_Dining_Medium_LIGHT_2013_SPEED | Lighting |  | Sat | 2014-01-01 | 2014-12-31 | Hourly | 0.05 | 0.05 | 0.05 | 0.05 | 0.05 | 0.05 | 0.086233 | 0.086233 | 0.2587 | 0.2587 | 0.2587 | 0.2587 | 0.12935 | 0.12935 | 0.12935 | 0.12935 | 0.12935 | 0.043116 | 0.043116 | 0.05 | 0.05 | 0.05 | 0.05 | 0.05
Office_Dining_Medium_LIGHT_2013_SPEED | Lighting |  | Wkdy ¦ Default | 2014-01-01 | 2014-12-31 | Hourly | 0.05 | 0.05 | 0.05 | 0.05 | 0.05 | 0.1 | 0.086233 | 0.2587 | 0.77609 | 0.77609 | 0.77609 | 0.77609 | 0.77609 | 0.77609 | 0.77609 | 0.77609 | 0.77609 | 0.43116 | 0.2587 | 0.2587 | 0.17247 | 0.17247 | 0.086233 | 0.043116
Office_Dining_Medium_EQUIP_2013_SPEED | Equipment |  | WntrDsn | 2014-01-01 | 2014-12-31 | Constant | Hr 1: 0
Office_Dining_Medium_EQUIP_2013_SPEED | Equipment |  | SmrDsn | 2014-01-01 | 2014-12-31 | Constant | bar: Hr 1
Office_Dining_Medium_EQUIP_2013_SPEED | Equipment |  | Sun | 2014-01-01 | 2014-12-31 | Hourly | 0.23076 | 0.23076 | 0.23076 | 0.23076 | 0.23076 | 0.23076 | 0.28811 | 0.28811 | 0.28811 | 0.28811 | 0.28811 | 0.28811 | 0.28811 | 0.28811 | 0.28811 | 0.28811 | 0.28811 | 0.28811 | 0.23076 | 0.23076 | 0.23076 | 0.23076 | 0.23076 | 0.23076
Office_Dining_Medium_EQUIP_2013_SPEED | Equipment |  | Sat | 2014-01-01 | 2014-12-31 | Hourly | 0.23076 | 0.23076 | 0.23076 | 0.23076 | 0.23076 | 0.23076 | 0.38123 | 0.38123 | 0.47654 | 0.47654 | 0.47654 | 0.47654 | 0.33358 | 0.33358 | 0.33358 | 0.33358 | 0.33358 | 0.28593 | 0.28593 | 0.23076 | 0.23076 | 0.23076 | 0.23076 | 0.23076
Office_Dining_Medium_EQUIP_2013_SPEED | Equipment |  | Wkdy ¦ Default | 2014-01-01 | 2014-12-31 | Hourly | 0.30767 | 0.30767 | 0.30767 | 0.30767 | 0.30767 | 0.30767 | 0.38123 | 0.38123 | 0.85778 | 0.85778 | 0.85778 | 0.85778 | 0.76247 | 0.85778 | 0.85778 | 0.85778 | 0.85778 | 0.47654 | 0.38123 | 0.38123 | 0.38123 | 0.38123 | 0.38123 | 0.38123
Office_Dining_Medium_INFIL_SPEED | Infiltration |  | WntrDsn | 2014-01-01 | 2014-12-31 | Constant | bar: Hr 1
Office_Dining_Medium_INFIL_SPEED | Infiltration |  | SmrDsn | 2014-01-01 | 2014-12-31 | Constant | bar: Hr 1
Office_Dining_Medium_INFIL_SPEED | Infiltration |  | Sun | 2014-01-01 | 2014-12-31 | Hourly | bar: Hr 1 to Hr 24
Office_Dining_Medium_INFIL_SPEED | Infiltration |  | Sat | 2014-01-01 | 2014-12-31 | Hourly | 1 | 1 | 1 | 1 | 1 | 1 | 1 | 1 | 0.5 | 0.5 | 0.5 | 0.5 | 0.5 | 0.5 | 0.5 | 0.5 | 0.5 | 1 | 1 | 1 | 1 | 1 | 1 | 1
Office_Dining_Medium_INFIL_SPEED | Infiltration |  | Wkdy ¦ Default | 2014-01-01 | 2014-12-31 | Hourly | 1 | 1 | 1 | 1 | 1 | 1 | 0.5 | 0.5 | 0.5 | 0.5 | 0.5 | 0.5 | 0.5 | 0.5 | 0.5 | 0.5 | 0.5 | 0.5 | 0.5 | 0.5 | 0.5 | 0.5 | 1 | 1
Office_Dining_Medium_ACTIVITY_SPEED | Activity | W | WntrDsn | 2014-01-01 | 2014-12-31 | Constant | Hr 1: 120
Office_Dining_Medium_ACTIVITY_SPEED | Activity | W | SmrDsn | 2014-01-01 | 2014-12-31 | Constant | Hr 1: 120
Office_Dining_Medium_ACTIVITY_SPEED | Activity | W | Sun | 2014-01-01 | 2014-12-31 | Constant | Hr 1: 120
Office_Dining_Medium_ACTIVITY_SPEED | Activity | W | Sat | 2014-01-01 | 2014-12-31 | Constant | Hr 1: 120
Office_Dining_Medium_ACTIVITY_SPEED | Activity | W | Wkdy ¦ Default | 2014-01-01 | 2014-12-31 | Constant | Hr 1: 120
Office_Dining_Medium_OA_SPEED | OA Air |  | WntrDsn | 2014-01-01 | 2014-12-31 | Constant | bar: Hr 1
Office_Dining_Medium_OA_SPEED | OA Air |  | SmrDsn | 2014-01-01 | 2014-12-31 | Constant | bar: Hr 1
Office_Dining_Medium_OA_SPEED | OA Air |  | Sun | 2014-01-01 | 2014-12-31 | Hourly | 0 | 0 | 0 | 0 | 0 | 0 | 0 | 0 | 0 | 0 | 0 | 0 | 0 | 0 | 0 | 0 | 0 | 0 | 0 | 0 | 0 | 0 | 0 | 0
Office_Dining_Medium_OA_SPEED | OA Air |  | Sat | 2014-01-01 | 2014-12-31 | Hourly | 0 | 0 | 0 | 0 | 0 | 0 | 1 | 1 | 1 | 1 | 1 | 1 | 1 | 1 | 1 | 1 | 1 | 0 | 0 | 0 | 0 | 0 | 0 | 0
Office_Dining_Medium_OA_SPEED | OA Air |  | Wkdy ¦ Default | 2014-01-01 | 2014-12-31 | Hourly | 0 | 0 | 0 | 0 | 0 | 0 | 1 | 1 | 1 | 1 | 1 | 1 | 1 | 1 | 1 | 1 | 1 | 1 | 1 | 1 | 1 | 1 | 0 | 0
Office_Classroom_Medium_CLGSETP_SPEED | Thermostat Setpoint | C | WntrDsn | 2014-01-01 | 2014-12-31 | Constant | Hr 1: 23.9
Office_Classroom_Medium_CLGSETP_SPEED | Thermostat Setpoint | C | SmrDsn | 2014-01-01 | 2014-12-31 | Constant | Hr 1: 23.9
Office_Classroom_Medium_CLGSETP_SPEED | Thermostat Setpoint | C | Sun | 2014-01-01 | 2014-12-31 | Hourly | 25.6 | 25.6 | 25.6 | 25.6 | 25.6 | 25.6 | 25.6 | 25.6 | 25.6 | 25.6 | 25.6 | 25.6 | 25.6 | 25.6 | 25.6 | 25.6 | 25.6 | 25.6 | 25.6 | 25.6 | 25.6 | 25.6 | 25.6 | 25.6
Office_Classroom_Medium_CLGSETP_SPEED | Thermostat Setpoint | C | Sat | 2014-01-01 | 2014-12-31 | Hourly | 25.6 | 25.6 | 25.6 | 25.6 | 25.6 | 25.6 | 23.9 | 23.9 | 23.9 | 23.9 | 23.9 | 23.9 | 23.9 | 23.9 | 23.9 | 23.9 | 23.9 | 25.6 | 25.6 | 25.6 | 25.6 | 25.6 | 25.6 | 25.6
Office_Classroom_Medium_CLGSETP_SPEED | Thermostat Setpoint | C | Wkdy ¦ Default | 2014-01-01 | 2014-12-31 | Hourly | 25.6 | 25.6 | 25.6 | 25.6 | 25.6 | 25.6 | 23.9 | 23.9 | 23.9 | 23.9 | 23.9 | 23.9 | 23.9 | 23.9 | 23.9 | 23.9 | 23.9 | 23.9 | 23.9 | 23.9 | 23.9 | 23.9 | 25.6 | 25.6
Office_Classroom_Medium_HTGSETP_SPEED | Thermostat Setpoint | C | WntrDsn | 2014-01-01 | 2014-12-31 | Constant | Hr 1: 21.1
Office_Classroom_Medium_HTGSETP_SPEED | Thermostat Setpoint | C | SmrDsn | 2014-01-01 | 2014-12-31 | Constant | Hr 1: 21.1
Office_Classroom_Medium_HTGSETP_SPEED | Thermostat Setpoint | C | Sun | 2014-01-01 | 2014-12-31 | Hourly | 19.4 | 19.4 | 19.4 | 19.4 | 19.4 | 19.4 | 19.4 | 19.4 | 19.4 | 19.4 | 19.4 | 19.4 | 19.4 | 19.4 | 19.4 | 19.4 | 19.4 | 19.4 | 19.4 | 19.4 | 19.4 | 19.4 | 19.4 | 19.4
Office_Classroom_Medium_HTGSETP_SPEED | Thermostat Setpoint | C | Sat | 2014-01-01 | 2014-12-31 | Hourly | 19.4 | 19.4 | 19.4 | 19.4 | 19.4 | 19.4 | 21.1 | 21.1 | 21.1 | 21.1 | 21.1 | 21.1 | 21.1 | 21.1 | 21.1 | 21.1 | 21.1 | 19.4 | 19.4 | 19.4 | 19.4 | 19.4 | 19.4 | 19.4
Office_Classroom_Medium_HTGSETP_SPEED | Thermostat Setpoint | C | Wkdy ¦ Default | 2014-01-01 | 2014-12-31 | Hourly | 19.4 | 19.4 | 19.4 | 19.4 | 19.4 | 19.4 | 21.1 | 21.1 | 21.1 | 21.1 | 21.1 | 21.1 | 21.1 | 21.1 | 21.1 | 21.1 | 21.1 | 21.1 | 21.1 | 21.1 | 21.1 | 21.1 | 19.4 | 19.4
Office_Classroom_Medium_OCC_SPEED | Occupancy |  | WntrDsn | 2014-01-01 | 2014-12-31 | Constant | Hr 1: 0
Office_Classroom_Medium_OCC_SPEED | Occupancy |  | SmrDsn | 2014-01-01 | 2014-12-31 | Constant | bar: Hr 1
Office_Classroom_Medium_OCC_SPEED | Occupancy |  | Sun | 2014-01-01 | 2014-12-31 | Hourly | 0 | 0 | 0 | 0 | 0 | 0 | 0.05 | 0.05 | 0.05 | 0.05 | 0.05 | 0.05 | 0.05 | 0.05 | 0.05 | 0.05 | 0.05 | 0.05 | 0 | 0 | 0 | 0 | 0 | 0
Office_Classroom_Medium_OCC_SPEED | Occupancy |  | Sat | 2014-01-01 | 2014-12-31 | Hourly | 0 | 0 | 0 | 0 | 0 | 0 | 0.1 | 0.1 | 0.3 | 0.3 | 0.3 | 0.3 | 0.1 | 0.1 | 0.1 | 0.1 | 0.1 | 0.05 | 0.05 | 0 | 0 | 0 | 0 | 0
Office_Classroom_Medium_OCC_SPEED | Occupancy |  | Wkdy ¦ Default | 2014-01-01 | 2014-12-31 | Hourly | 0 | 0 | 0 | 0 | 0 | 0 | 0.1 | 0.2 | 0.95 | 0.95 | 0.95 | 0.95 | 0.5 | 0.95 | 0.95 | 0.95 | 0.95 | 0.3 | 0.1 | 0.1 | 0.1 | 0.1 | 0.05 | 0.05
Office_Classroom_Medium_LIGHT_2007_SPEED | Lighting |  | WntrDsn | 2014-01-01 | 2014-12-31 | Constant | Hr 1: 0
Office_Classroom_Medium_LIGHT_2007_SPEED | Lighting |  | SmrDsn | 2014-01-01 | 2014-12-31 | Constant | bar: Hr 1
Office_Classroom_Medium_LIGHT_2007_SPEED | Lighting |  | Sun | 2014-01-01 | 2014-12-31 | Constant | Hr 1: 0.05
Office_Classroom_Medium_LIGHT_2007_SPEED | Lighting |  | Sat | 2014-01-01 | 2014-12-31 | Hourly | 0.05 | 0.05 | 0.05 | 0.05 | 0.05 | 0.05 | 0.1 | 0.1 | 0.3 | 0.3 | 0.3 | 0.3 | 0.15 | 0.15 | 0.15 | 0.15 | 0.15 | 0.05 | 0.05 | 0.05 | 0.05 | 0.05 | 0.05 | 0.05
Office_Classroom_Medium_LIGHT_2007_SPEED | Lighting |  | Wkdy ¦ Default | 2014-01-01 | 2014-12-31 | Hourly | 0.05 | 0.05 | 0.05 | 0.05 | 0.05 | 0.1 | 0.1 | 0.3 | 0.9 | 0.9 | 0.9 | 0.9 | 0.9 | 0.9 | 0.9 | 0.9 | 0.9 | 0.5 | 0.3 | 0.3 | 0.2 | 0.2 | 0.1 | 0.05
Office_Classroom_Medium_EQUIP_2007_SPEED | Equipment |  | WntrDsn | 2014-01-01 | 2014-12-31 | Constant | Hr 1: 0
Office_Classroom_Medium_EQUIP_2007_SPEED | Equipment |  | SmrDsn | 2014-01-01 | 2014-12-31 | Constant | bar: Hr 1
Office_Classroom_Medium_EQUIP_2007_SPEED | Equipment |  | Sun | 2014-01-01 | 2014-12-31 | Constant | Hr 1: 0.3
Office_Classroom_Medium_EQUIP_2007_SPEED | Equipment |  | Sat | 2014-01-01 | 2014-12-31 | Hourly | 0.3 | 0.3 | 0.3 | 0.3 | 0.3 | 0.3 | 0.4 | 0.4 | 0.5 | 0.5 | 0.5 | 0.5 | 0.35 | 0.35 | 0.35 | 0.35 | 0.35 | 0.3 | 0.3 | 0.3 | 0.3 | 0.3 | 0.3 | 0.3
Office_Classroom_Medium_EQUIP_2007_SPEED | Equipment |  | Wkdy ¦ Default | 2014-01-01 | 2014-12-31 | Hourly | 0.4 | 0.4 | 0.4 | 0.4 | 0.4 | 0.4 | 0.4 | 0.4 | 0.9 | 0.9 | 0.9 | 0.9 | 0.8 | 0.9 | 0.9 | 0.9 | 0.9 | 0.5 | 0.4 | 0.4 | 0.4 | 0.4 | 0.4 | 0.4
Office_Classroom_Medium_LIGHT_2010_SPEED | Lighting |  | WntrDsn | 2014-01-01 | 2014-12-31 | Constant | Hr 1: 0
Office_Classroom_Medium_LIGHT_2010_SPEED | Lighting |  | SmrDsn | 2014-01-01 | 2014-12-31 | Constant | bar: Hr 1
Office_Classroom_Medium_LIGHT_2010_SPEED | Lighting |  | Sun | 2014-01-01 | 2014-12-31 | Hourly | 0.05 | 0.05 | 0.05 | 0.05 | 0.05 | 0.05 | 0.0452 | 0.0452 | 0.0452 | 0.0452 | 0.0452 | 0.0452 | 0.0452 | 0.0452 | 0.0452 | 0.0452 | 0.0452 | 0.0452 | 0.05 | 0.05 | 0.05 | 0.05 | 0.05 | 0.05
Office_Classroom_Medium_LIGHT_2010_SPEED | Lighting |  | Sat | 2014-01-01 | 2014-12-31 | Hourly | 0.05 | 0.05 | 0.05 | 0.05 | 0.05 | 0.05 | 0.0904 | 0.0904 | 0.2712 | 0.2712 | 0.2712 | 0.2712 | 0.1356 | 0.1356 | 0.1356 | 0.1356 | 0.1356 | 0.0452 | 0.0452 | 0.05 | 0.05 | 0.05 | 0.05 | 0.05
Office_Classroom_Medium_LIGHT_2010_SPEED | Lighting |  | Wkdy ¦ Default | 2014-01-01 | 2014-12-31 | Hourly | 0.05 | 0.05 | 0.05 | 0.05 | 0.05 | 0.1 | 0.0904 | 0.2712 | 0.8136 | 0.8136 | 0.8136 | 0.8136 | 0.8136 | 0.8136 | 0.8136 | 0.8136 | 0.8136 | 0.452 | 0.2712 | 0.2712 | 0.1808 | 0.1808 | 0.0904 | 0.0452
Office_Classroom_Medium_EQUIP_2010_SPEED | Equipment |  | WntrDsn | 2014-01-01 | 2014-12-31 | Constant | Hr 1: 0
Office_Classroom_Medium_EQUIP_2010_SPEED | Equipment |  | SmrDsn | 2014-01-01 | 2014-12-31 | Constant | bar: Hr 1
Office_Classroom_Medium_EQUIP_2010_SPEED | Equipment |  | Sun | 2014-01-01 | 2014-12-31 | Hourly | 0.23814 | 0.23814 | 0.23814 | 0.23814 | 0.23814 | 0.23814 | 0.28811 | 0.28811 | 0.28811 | 0.28811 | 0.28811 | 0.28811 | 0.28811 | 0.28811 | 0.28811 | 0.28811 | 0.28811 | 0.28811 | 0.23814 | 0.23814 | 0.23814 | 0.23814 | 0.23814 | 0.23814
Office_Classroom_Medium_EQUIP_2010_SPEED | Equipment |  | Sat | 2014-01-01 | 2014-12-31 | Hourly | 0.23814 | 0.23814 | 0.23814 | 0.23814 | 0.23814 | 0.23814 | 0.38414 | 0.38414 | 0.48018 | 0.48018 | 0.48018 | 0.48018 | 0.33613 | 0.33613 | 0.33613 | 0.33613 | 0.33613 | 0.28811 | 0.28811 | 0.23814 | 0.23814 | 0.23814 | 0.23814 | 0.23814
Office_Classroom_Medium_EQUIP_2010_SPEED | Equipment |  | Wkdy ¦ Default | 2014-01-01 | 2014-12-31 | Hourly | 0.31751 | 0.31751 | 0.31751 | 0.31751 | 0.31751 | 0.31751 | 0.38414 | 0.38414 | 0.86432 | 0.86432 | 0.86432 | 0.86432 | 0.76829 | 0.86432 | 0.86432 | 0.86432 | 0.86432 | 0.48018 | 0.38414 | 0.38414 | 0.38414 | 0.38414 | 0.38414 | 0.38414
Office_Classroom_Medium_LIGHT_2013_SPEED | Lighting |  | WntrDsn | 2014-01-01 | 2014-12-31 | Constant | Hr 1: 0
Office_Classroom_Medium_LIGHT_2013_SPEED | Lighting |  | SmrDsn | 2014-01-01 | 2014-12-31 | Constant | bar: Hr 1
Office_Classroom_Medium_LIGHT_2013_SPEED | Lighting |  | Sun | 2014-01-01 | 2014-12-31 | Hourly | 0.05 | 0.05 | 0.05 | 0.05 | 0.05 | 0.05 | 0.043116 | 0.043116 | 0.043116 | 0.043116 | 0.043116 | 0.043116 | 0.043116 | 0.043116 | 0.043116 | 0.043116 | 0.043116 | 0.043116 | 0.05 | 0.05 | 0.05 | 0.05 | 0.05 | 0.05
Office_Classroom_Medium_LIGHT_2013_SPEED | Lighting |  | Sat | 2014-01-01 | 2014-12-31 | Hourly | 0.05 | 0.05 | 0.05 | 0.05 | 0.05 | 0.05 | 0.086233 | 0.086233 | 0.2587 | 0.2587 | 0.2587 | 0.2587 | 0.12935 | 0.12935 | 0.12935 | 0.12935 | 0.12935 | 0.043116 | 0.043116 | 0.05 | 0.05 | 0.05 | 0.05 | 0.05
Office_Classroom_Medium_LIGHT_2013_SPEED | Lighting |  | Wkdy ¦ Default | 2014-01-01 | 2014-12-31 | Hourly | 0.05 | 0.05 | 0.05 | 0.05 | 0.05 | 0.1 | 0.086233 | 0.2587 | 0.77609 | 0.77609 | 0.77609 | 0.77609 | 0.77609 | 0.77609 | 0.77609 | 0.77609 | 0.77609 | 0.43116 | 0.2587 | 0.2587 | 0.17247 | 0.17247 | 0.086233 | 0.043116
Office_Classroom_Medium_EQUIP_2013_SPEED | Equipment |  | WntrDsn | 2014-01-01 | 2014-12-31 | Constant | Hr 1: 0
Office_Classroom_Medium_EQUIP_2013_SPEED | Equipment |  | SmrDsn | 2014-01-01 | 2014-12-31 | Constant | bar: Hr 1
Office_Classroom_Medium_EQUIP_2013_SPEED | Equipment |  | Sun | 2014-01-01 | 2014-12-31 | Hourly | 0.23076 | 0.23076 | 0.23076 | 0.23076 | 0.23076 | 0.23076 | 0.28811 | 0.28811 | 0.28811 | 0.28811 | 0.28811 | 0.28811 | 0.28811 | 0.28811 | 0.28811 | 0.28811 | 0.28811 | 0.28811 | 0.23076 | 0.23076 | 0.23076 | 0.23076 | 0.23076 | 0.23076
Office_Classroom_Medium_EQUIP_2013_SPEED | Equipment |  | Sat | 2014-01-01 | 2014-12-31 | Hourly | 0.23076 | 0.23076 | 0.23076 | 0.23076 | 0.23076 | 0.23076 | 0.38123 | 0.38123 | 0.47654 | 0.47654 | 0.47654 | 0.47654 | 0.33358 | 0.33358 | 0.33358 | 0.33358 | 0.33358 | 0.28593 | 0.28593 | 0.23076 | 0.23076 | 0.23076 | 0.23076 | 0.23076
Office_Classroom_Medium_EQUIP_2013_SPEED | Equipment |  | Wkdy ¦ Default | 2014-01-01 | 2014-12-31 | Hourly | 0.30767 | 0.30767 | 0.30767 | 0.30767 | 0.30767 | 0.30767 | 0.38123 | 0.38123 | 0.85778 | 0.85778 | 0.85778 | 0.85778 | 0.76247 | 0.85778 | 0.85778 | 0.85778 | 0.85778 | 0.47654 | 0.38123 | 0.38123 | 0.38123 | 0.38123 | 0.38123 | 0.38123
Office_Classroom_Medium_INFIL_SPEED | Infiltration |  | WntrDsn | 2014-01-01 | 2014-12-31 | Constant | bar: Hr 1
Office_Classroom_Medium_INFIL_SPEED | Infiltration |  | SmrDsn | 2014-01-01 | 2014-12-31 | Constant | bar: Hr 1
Office_Classroom_Medium_INFIL_SPEED | Infiltration |  | Sun | 2014-01-01 | 2014-12-31 | Hourly | bar: Hr 1 to Hr 24
Office_Classroom_Medium_INFIL_SPEED | Infiltration |  | Sat | 2014-01-01 | 2014-12-31 | Hourly | 1 | 1 | 1 | 1 | 1 | 1 | 1 | 1 | 0.5 | 0.5 | 0.5 | 0.5 | 0.5 | 0.5 | 0.5 | 0.5 | 0.5 | 1 | 1 | 1 | 1 | 1 | 1 | 1
Office_Classroom_Medium_INFIL_SPEED | Infiltration |  | Wkdy ¦ Default | 2014-01-01 | 2014-12-31 | Hourly | 1 | 1 | 1 | 1 | 1 | 1 | 0.5 | 0.5 | 0.5 | 0.5 | 0.5 | 0.5 | 0.5 | 0.5 | 0.5 | 0.5 | 0.5 | 0.5 | 0.5 | 0.5 | 0.5 | 0.5 | 1 | 1
Office_Classroom_Medium_ACTIVITY_SPEED | Activity | W | WntrDsn | 2014-01-01 | 2014-12-31 | Constant | Hr 1: 120
Office_Classroom_Medium_ACTIVITY_SPEED | Activity | W | SmrDsn | 2014-01-01 | 2014-12-31 | Constant | Hr 1: 120
Office_Classroom_Medium_ACTIVITY_SPEED | Activity | W | Sun | 2014-01-01 | 2014-12-31 | Constant | Hr 1: 120
Office_Classroom_Medium_ACTIVITY_SPEED | Activity | W | Sat | 2014-01-01 | 2014-12-31 | Constant | Hr 1: 120
Office_Classroom_Medium_ACTIVITY_SPEED | Activity | W | Wkdy ¦ Default | 2014-01-01 | 2014-12-31 | Constant | Hr 1: 120
Office_Classroom_Medium_OA_SPEED | OA Air |  | WntrDsn | 2014-01-01 | 2014-12-31 | Constant | bar: Hr 1
Office_Classroom_Medium_OA_SPEED | OA Air |  | SmrDsn | 2014-01-01 | 2014-12-31 | Constant | bar: Hr 1
Office_Classroom_Medium_OA_SPEED | OA Air |  | Sun | 2014-01-01 | 2014-12-31 | Hourly | 0 | 0 | 0 | 0 | 0 | 0 | 0 | 0 | 0 | 0 | 0 | 0 | 0 | 0 | 0 | 0 | 0 | 0 | 0 | 0 | 0 | 0 | 0 | 0
Office_Classroom_Medium_OA_SPEED | OA Air |  | Sat | 2014-01-01 | 2014-12-31 | Hourly | 0 | 0 | 0 | 0 | 0 | 0 | 1 | 1 | 1 | 1 | 1 | 1 | 1 | 1 | 1 | 1 | 1 | 0 | 0 | 0 | 0 | 0 | 0 | 0
Office_Classroom_Medium_OA_SPEED | OA Air |  | Wkdy ¦ Default | 2014-01-01 | 2014-12-31 | Hourly | 0 | 0 | 0 | 0 | 0 | 0 | 1 | 1 | 1 | 1 | 1 | 1 | 1 | 1 | 1 | 1 | 1 | 1 | 1 | 1 | 1 | 1 | 0 | 0
Office_PrivateOffice_Small_CLGSETP_SPEED | Thermostat Setpoint | C | WntrDsn | 2014-01-01 | 2014-12-31 | Constant | Hr 1: 23.9
Office_PrivateOffice_Small_CLGSETP_SPEED | Thermostat Setpoint | C | SmrDsn | 2014-01-01 | 2014-12-31 | Constant | Hr 1: 23.9
Office_PrivateOffice_Small_CLGSETP_SPEED | Thermostat Setpoint | C | Sun | 2014-01-01 | 2014-12-31 | Constant | Hr 1: 25.6
Office_PrivateOffice_Small_CLGSETP_SPEED | Thermostat Setpoint | C | Sat | 2014-01-01 | 2014-12-31 | Constant | Hr 1: 25.6
Office_PrivateOffice_Small_CLGSETP_SPEED | Thermostat Setpoint | C | Wkdy ¦ Default | 2014-01-01 | 2014-12-31 | Hourly | 25.6 | 25.6 | 25.6 | 25.6 | 25.6 | 25.6 | 23.9 | 23.9 | 23.9 | 23.9 | 23.9 | 23.9 | 23.9 | 23.9 | 23.9 | 23.9 | 23.9 | 23.9 | 23.9 | 23.9 | 23.9 | 23.9 | 25.6 | 25.6
Office_PrivateOffice_Small_HTGSETP_SPEED | Thermostat Setpoint | C | WntrDsn | 2014-01-01 | 2014-12-31 | Constant | Hr 1: 21.1
Office_PrivateOffice_Small_HTGSETP_SPEED | Thermostat Setpoint | C | SmrDsn | 2014-01-01 | 2014-12-31 | Constant | Hr 1: 21.1
Office_PrivateOffice_Small_HTGSETP_SPEED | Thermostat Setpoint | C | Sun | 2014-01-01 | 2014-12-31 | Constant | Hr 1: 19.4
Office_PrivateOffice_Small_HTGSETP_SPEED | Thermostat Setpoint | C | Sat | 2014-01-01 | 2014-12-31 | Constant | Hr 1: 19.4
Office_PrivateOffice_Small_HTGSETP_SPEED | Thermostat Setpoint | C | Wkdy ¦ Default | 2014-01-01 | 2014-12-31 | Hourly | 19.4 | 19.4 | 19.4 | 19.4 | 19.4 | 19.4 | 21.1 | 21.1 | 21.1 | 21.1 | 21.1 | 21.1 | 21.1 | 21.1 | 21.1 | 21.1 | 21.1 | 21.1 | 21.1 | 21.1 | 21.1 | 21.1 | 19.4 | 19.4
Office_PrivateOffice_Small_OCC_SPEED | Occupancy |  | WntrDsn | 2014-01-01 | 2014-12-31 | Constant | Hr 1: 0
Office_PrivateOffice_Small_OCC_SPEED | Occupancy |  | SmrDsn | 2014-01-01 | 2014-12-31 | Constant | bar: Hr 1
Office_PrivateOffice_Small_OCC_SPEED | Occupancy |  | Sun | 2014-01-01 | 2014-12-31 | Constant | Hr 1: 0
Office_PrivateOffice_Small_OCC_SPEED | Occupancy |  | Sat | 2014-01-01 | 2014-12-31 | Constant | Hr 1: 0
Office_PrivateOffice_Small_OCC_SPEED | Occupancy |  | Wkdy ¦ Default | 2014-01-01 | 2014-12-31 | Hourly | 0 | 0 | 0 | 0 | 0 | 0 | 0.11 | 0.21 | 1 | 1 | 1 | 1 | 0.53 | 1 | 1 | 1 | 1 | 0.32 | 0.11 | 0.11 | 0.11 | 0.11 | 0.05 | 0
Office_PrivateOffice_Small_LIGHT_2007_SPEED | Lighting |  | WntrDsn | 2014-01-01 | 2014-12-31 | Constant | Hr 1: 0
Office_PrivateOffice_Small_LIGHT_2007_SPEED | Lighting |  | SmrDsn | 2014-01-01 | 2014-12-31 | Constant | bar: Hr 1
Office_PrivateOffice_Small_LIGHT_2007_SPEED | Lighting |  | Sun | 2014-01-01 | 2014-12-31 | Constant | Hr 1: 0.18
Office_PrivateOffice_Small_LIGHT_2007_SPEED | Lighting |  | Sat | 2014-01-01 | 2014-12-31 | Constant | Hr 1: 0.18
Office_PrivateOffice_Small_LIGHT_2007_SPEED | Lighting |  | Wkdy ¦ Default | 2014-01-01 | 2014-12-31 | Hourly | 0.18 | 0.18 | 0.18 | 0.18 | 0.18 | 0.23 | 0.23 | 0.42 | 0.9 | 0.9 | 0.9 | 0.9 | 0.8 | 0.9 | 0.9 | 0.9 | 0.9 | 0.61 | 0.42 | 0.42 | 0.32 | 0.32 | 0.23 | 0.18
Office_PrivateOffice_Small_EQUIP_2007_SPEED | Equipment |  | WntrDsn | 2014-01-01 | 2014-12-31 | Constant | Hr 1: 0
Office_PrivateOffice_Small_EQUIP_2007_SPEED | Equipment |  | SmrDsn | 2014-01-01 | 2014-12-31 | Constant | bar: Hr 1
Office_PrivateOffice_Small_EQUIP_2007_SPEED | Equipment |  | Sun | 2014-01-01 | 2014-12-31 | Constant | Hr 1: 0.2
Office_PrivateOffice_Small_EQUIP_2007_SPEED | Equipment |  | Sat | 2014-01-01 | 2014-12-31 | Constant | Hr 1: 0.2
Office_PrivateOffice_Small_EQUIP_2007_SPEED | Equipment |  | Wkdy ¦ Default | 2014-01-01 | 2014-12-31 | Hourly | 0.5 | 0.5 | 0.5 | 0.5 | 0.5 | 0.5 | 0.5 | 0.5 | 1 | 1 | 1 | 1 | 0.94 | 1 | 1 | 1 | 1 | 0.5 | 0.2 | 0.2 | 0.2 | 0.2 | 0.2 | 0.2
Office_PrivateOffice_Small_LIGHT_2010_SPEED | Lighting |  | WntrDsn | 2014-01-01 | 2014-12-31 | Constant | Hr 1: 0
Office_PrivateOffice_Small_LIGHT_2010_SPEED | Lighting |  | SmrDsn | 2014-01-01 | 2014-12-31 | Constant | bar: Hr 1
Office_PrivateOffice_Small_LIGHT_2010_SPEED | Lighting |  | Sun | 2014-01-01 | 2014-12-31 | Constant | Hr 1: 0.18
Office_PrivateOffice_Small_LIGHT_2010_SPEED | Lighting |  | Sat | 2014-01-01 | 2014-12-31 | Constant | Hr 1: 0.18
Office_PrivateOffice_Small_LIGHT_2010_SPEED | Lighting |  | Wkdy ¦ Default | 2014-01-01 | 2014-12-31 | Hourly | 0.18 | 0.18 | 0.18 | 0.18 | 0.18 | 0.23 | 0.18706 | 0.34159 | 0.73197 | 0.73197 | 0.73197 | 0.73197 | 0.65064 | 0.73197 | 0.73197 | 0.73197 | 0.73197 | 0.49611 | 0.34159 | 0.34159 | 0.26026 | 0.26026 | 0.18706 | 0.18
Office_PrivateOffice_Small_EQUIP_2010_SPEED | Equipment |  | WntrDsn | 2014-01-01 | 2014-12-31 | Constant | Hr 1: 0
Office_PrivateOffice_Small_EQUIP_2010_SPEED | Equipment |  | SmrDsn | 2014-01-01 | 2014-12-31 | Constant | bar: Hr 1
Office_PrivateOffice_Small_EQUIP_2010_SPEED | Equipment |  | Sun | 2014-01-01 | 2014-12-31 | Constant | Hr 1: 0.2
Office_PrivateOffice_Small_EQUIP_2010_SPEED | Equipment |  | Sat | 2014-01-01 | 2014-12-31 | Constant | Hr 1: 0.2
Office_PrivateOffice_Small_EQUIP_2010_SPEED | Equipment |  | Wkdy ¦ Default | 2014-01-01 | 2014-12-31 | Hourly | 0.42575 | 0.42575 | 0.42575 | 0.42575 | 0.42575 | 0.42575 | 0.48468 | 0.48468 | 0.96935 | 0.96935 | 0.96935 | 0.96935 | 0.91119 | 0.96935 | 0.96935 | 0.96935 | 0.96935 | 0.48468 | 0.19387 | 0.19387 | 0.19387 | 0.19387 | 0.19387 | 0.1703
Office_PrivateOffice_Small_LIGHT_2013_SPEED | Lighting |  | WntrDsn | 2014-01-01 | 2014-12-31 | Constant | Hr 1: 0
Office_PrivateOffice_Small_LIGHT_2013_SPEED | Lighting |  | SmrDsn | 2014-01-01 | 2014-12-31 | Constant | bar: Hr 1
Office_PrivateOffice_Small_LIGHT_2013_SPEED | Lighting |  | Sun | 2014-01-01 | 2014-12-31 | Constant | Hr 1: 0.18
Office_PrivateOffice_Small_LIGHT_2013_SPEED | Lighting |  | Sat | 2014-01-01 | 2014-12-31 | Constant | Hr 1: 0.18
Office_PrivateOffice_Small_LIGHT_2013_SPEED | Lighting |  | Wkdy ¦ Default | 2014-01-01 | 2014-12-31 | Hourly | 0.18 | 0.18 | 0.18 | 0.18 | 0.18 | 0.23 | 0.17864 | 0.32621 | 0.69903 | 0.69903 | 0.69903 | 0.69903 | 0.62136 | 0.69903 | 0.69903 | 0.69903 | 0.69903 | 0.47379 | 0.32621 | 0.32621 | 0.24854 | 0.24854 | 0.17864 | 0.18
Office_PrivateOffice_Small_EQUIP_2013_SPEED | Equipment |  | WntrDsn | 2014-01-01 | 2014-12-31 | Constant | Hr 1: 0
Office_PrivateOffice_Small_EQUIP_2013_SPEED | Equipment |  | SmrDsn | 2014-01-01 | 2014-12-31 | Constant | bar: Hr 1
Office_PrivateOffice_Small_EQUIP_2013_SPEED | Equipment |  | Sun | 2014-01-01 | 2014-12-31 | Constant | Hr 1: 0.16379
Office_PrivateOffice_Small_EQUIP_2013_SPEED | Equipment |  | Sat | 2014-01-01 | 2014-12-31 | Constant | Hr 1: 0.16379
Office_PrivateOffice_Small_EQUIP_2013_SPEED | Equipment |  | Wkdy ¦ Default | 2014-01-01 | 2014-12-31 | Hourly | 0.40948 | 0.40948 | 0.40948 | 0.40948 | 0.40948 | 0.40948 | 0.47975 | 0.47975 | 0.95951 | 0.95951 | 0.95951 | 0.95951 | 0.90193 | 0.95951 | 0.95951 | 0.95951 | 0.95951 | 0.47975 | 0.1919 | 0.1919 | 0.1919 | 0.1919 | 0.1919 | 0.16379
Office_PrivateOffice_Small_INFIL_SPEED | Infiltration |  | WntrDsn | 2014-01-01 | 2014-12-31 | Constant | bar: Hr 1
Office_PrivateOffice_Small_INFIL_SPEED | Infiltration |  | SmrDsn | 2014-01-01 | 2014-12-31 | Constant | bar: Hr 1
Office_PrivateOffice_Small_INFIL_SPEED | Infiltration |  | Sun | 2014-01-01 | 2014-12-31 | Constant | bar: Hr 1
Office_PrivateOffice_Small_INFIL_SPEED | Infiltration |  | Sat | 2014-01-01 | 2014-12-31 | Constant | bar: Hr 1
Office_PrivateOffice_Small_INFIL_SPEED | Infiltration |  | Wkdy ¦ Default | 2014-01-01 | 2014-12-31 | Hourly | 1 | 1 | 1 | 1 | 1 | 1 | 0.5 | 0.5 | 0.5 | 0.5 | 0.5 | 0.5 | 0.5 | 0.5 | 0.5 | 0.5 | 0.5 | 0.5 | 0.5 | 0.5 | 0.5 | 0.5 | 1 | 1
Office_PrivateOffice_Small_ACTIVITY_SPEED | Activity | W | WntrDsn | 2014-01-01 | 2014-12-31 | Constant | Hr 1: 120
Office_PrivateOffice_Small_ACTIVITY_SPEED | Activity | W | SmrDsn | 2014-01-01 | 2014-12-31 | Constant | Hr 1: 120
Office_PrivateOffice_Small_ACTIVITY_SPEED | Activity | W | Sun | 2014-01-01 | 2014-12-31 | Constant | Hr 1: 120
Office_PrivateOffice_Small_ACTIVITY_SPEED | Activity | W | Sat | 2014-01-01 | 2014-12-31 | Constant | Hr 1: 120
Office_PrivateOffice_Small_ACTIVITY_SPEED | Activity | W | Wkdy ¦ Default | 2014-01-01 | 2014-12-31 | Constant | Hr 1: 120
Office_PrivateOffice_Small_OA_SPEED | OA Air |  | WntrDsn | 2014-01-01 | 2014-12-31 | Constant | bar: Hr 1
Office_PrivateOffice_Small_OA_SPEED | OA Air |  | SmrDsn | 2014-01-01 | 2014-12-31 | Constant | bar: Hr 1
Office_PrivateOffice_Small_OA_SPEED | OA Air |  | Sun | 2014-01-01 | 2014-12-31 | Constant | Hr 1: 0
Office_PrivateOffice_Small_OA_SPEED | OA Air |  | Sat | 2014-01-01 | 2014-12-31 | Constant | Hr 1: 0
Office_PrivateOffice_Small_OA_SPEED | OA Air |  | Wkdy ¦ Default | 2014-01-01 | 2014-12-31 | Hourly | 0 | 0 | 0 | 0 | 0 | 0 | 1 | 1 | 1 | 1 | 1 | 1 | 1 | 1 | 1 | 1 | 1 | 1 | 1 | 1 | 1 | 1 | 0 | 0
Office_OpenOffice_Small_CLGSETP_SPEED | Thermostat Setpoint | C | WntrDsn | 2014-01-01 | 2014-12-31 | Constant | Hr 1: 23.9
Office_OpenOffice_Small_CLGSETP_SPEED | Thermostat Setpoint | C | SmrDsn | 2014-01-01 | 2014-12-31 | Constant | Hr 1: 23.9
Office_OpenOffice_Small_CLGSETP_SPEED | Thermostat Setpoint | C | Sun | 2014-01-01 | 2014-12-31 | Constant | Hr 1: 25.6
Office_OpenOffice_Small_CLGSETP_SPEED | Thermostat Setpoint | C | Sat | 2014-01-01 | 2014-12-31 | Constant | Hr 1: 25.6
Office_OpenOffice_Small_CLGSETP_SPEED | Thermostat Setpoint | C | Wkdy ¦ Default | 2014-01-01 | 2014-12-31 | Hourly | 25.6 | 25.6 | 25.6 | 25.6 | 25.6 | 25.6 | 23.9 | 23.9 | 23.9 | 23.9 | 23.9 | 23.9 | 23.9 | 23.9 | 23.9 | 23.9 | 23.9 | 23.9 | 23.9 | 23.9 | 23.9 | 23.9 | 25.6 | 25.6
Office_OpenOffice_Small_HTGSETP_SPEED | Thermostat Setpoint | C | WntrDsn | 2014-01-01 | 2014-12-31 | Constant | Hr 1: 21.1
Office_OpenOffice_Small_HTGSETP_SPEED | Thermostat Setpoint | C | SmrDsn | 2014-01-01 | 2014-12-31 | Constant | Hr 1: 21.1
Office_OpenOffice_Small_HTGSETP_SPEED | Thermostat Setpoint | C | Sun | 2014-01-01 | 2014-12-31 | Constant | Hr 1: 19.4
Office_OpenOffice_Small_HTGSETP_SPEED | Thermostat Setpoint | C | Sat | 2014-01-01 | 2014-12-31 | Constant | Hr 1: 19.4
Office_OpenOffice_Small_HTGSETP_SPEED | Thermostat Setpoint | C | Wkdy ¦ Default | 2014-01-01 | 2014-12-31 | Hourly | 19.4 | 19.4 | 19.4 | 19.4 | 19.4 | 19.4 | 21.1 | 21.1 | 21.1 | 21.1 | 21.1 | 21.1 | 21.1 | 21.1 | 21.1 | 21.1 | 21.1 | 21.1 | 21.1 | 21.1 | 21.1 | 21.1 | 19.4 | 19.4
Office_OpenOffice_Small_OCC_SPEED | Occupancy |  | WntrDsn | 2014-01-01 | 2014-12-31 | Constant | Hr 1: 0
Office_OpenOffice_Small_OCC_SPEED | Occupancy |  | SmrDsn | 2014-01-01 | 2014-12-31 | Constant | bar: Hr 1
Office_OpenOffice_Small_OCC_SPEED | Occupancy |  | Sun | 2014-01-01 | 2014-12-31 | Constant | Hr 1: 0
Office_OpenOffice_Small_OCC_SPEED | Occupancy |  | Sat | 2014-01-01 | 2014-12-31 | Constant | Hr 1: 0
Office_OpenOffice_Small_OCC_SPEED | Occupancy |  | Wkdy ¦ Default | 2014-01-01 | 2014-12-31 | Hourly | 0 | 0 | 0 | 0 | 0 | 0 | 0.11 | 0.21 | 1 | 1 | 1 | 1 | 0.53 | 1 | 1 | 1 | 1 | 0.32 | 0.11 | 0.11 | 0.11 | 0.11 | 0.05 | 0
Office_OpenOffice_Small_LIGHT_2007_SPEED | Lighting |  | WntrDsn | 2014-01-01 | 2014-12-31 | Constant | Hr 1: 0
Office_OpenOffice_Small_LIGHT_2007_SPEED | Lighting |  | SmrDsn | 2014-01-01 | 2014-12-31 | Constant | bar: Hr 1
Office_OpenOffice_Small_LIGHT_2007_SPEED | Lighting |  | Sun | 2014-01-01 | 2014-12-31 | Constant | Hr 1: 0.18
Office_OpenOffice_Small_LIGHT_2007_SPEED | Lighting |  | Sat | 2014-01-01 | 2014-12-31 | Constant | Hr 1: 0.18
Office_OpenOffice_Small_LIGHT_2007_SPEED | Lighting |  | Wkdy ¦ Default | 2014-01-01 | 2014-12-31 | Hourly | 0.18 | 0.18 | 0.18 | 0.18 | 0.18 | 0.23 | 0.23 | 0.42 | 0.9 | 0.9 | 0.9 | 0.9 | 0.8 | 0.9 | 0.9 | 0.9 | 0.9 | 0.61 | 0.42 | 0.42 | 0.32 | 0.32 | 0.23 | 0.18
Office_OpenOffice_Small_EQUIP_2007_SPEED | Equipment |  | WntrDsn | 2014-01-01 | 2014-12-31 | Constant | Hr 1: 0
Office_OpenOffice_Small_EQUIP_2007_SPEED | Equipment |  | SmrDsn | 2014-01-01 | 2014-12-31 | Constant | bar: Hr 1
Office_OpenOffice_Small_EQUIP_2007_SPEED | Equipment |  | Sun | 2014-01-01 | 2014-12-31 | Constant | Hr 1: 0.2
Office_OpenOffice_Small_EQUIP_2007_SPEED | Equipment |  | Sat | 2014-01-01 | 2014-12-31 | Constant | Hr 1: 0.2
Office_OpenOffice_Small_EQUIP_2007_SPEED | Equipment |  | Wkdy ¦ Default | 2014-01-01 | 2014-12-31 | Hourly | 0.5 | 0.5 | 0.5 | 0.5 | 0.5 | 0.5 | 0.5 | 0.5 | 1 | 1 | 1 | 1 | 0.94 | 1 | 1 | 1 | 1 | 0.5 | 0.2 | 0.2 | 0.2 | 0.2 | 0.2 | 0.2
Office_OpenOffice_Small_LIGHT_2010_SPEED | Lighting |  | WntrDsn | 2014-01-01 | 2014-12-31 | Constant | Hr 1: 0
Office_OpenOffice_Small_LIGHT_2010_SPEED | Lighting |  | SmrDsn | 2014-01-01 | 2014-12-31 | Constant | bar: Hr 1
Office_OpenOffice_Small_LIGHT_2010_SPEED | Lighting |  | Sun | 2014-01-01 | 2014-12-31 | Constant | Hr 1: 0.18
Office_OpenOffice_Small_LIGHT_2010_SPEED | Lighting |  | Sat | 2014-01-01 | 2014-12-31 | Constant | Hr 1: 0.18
Office_OpenOffice_Small_LIGHT_2010_SPEED | Lighting |  | Wkdy ¦ Default | 2014-01-01 | 2014-12-31 | Hourly | 0.18 | 0.18 | 0.18 | 0.18 | 0.18 | 0.23 | 0.18706 | 0.34159 | 0.73197 | 0.73197 | 0.73197 | 0.73197 | 0.65064 | 0.73197 | 0.73197 | 0.73197 | 0.73197 | 0.49611 | 0.34159 | 0.34159 | 0.26026 | 0.26026 | 0.18706 | 0.18
Office_OpenOffice_Small_EQUIP_2010_SPEED | Equipment |  | WntrDsn | 2014-01-01 | 2014-12-31 | Constant | Hr 1: 0
Office_OpenOffice_Small_EQUIP_2010_SPEED | Equipment |  | SmrDsn | 2014-01-01 | 2014-12-31 | Constant | bar: Hr 1
Office_OpenOffice_Small_EQUIP_2010_SPEED | Equipment |  | Sun | 2014-01-01 | 2014-12-31 | Constant | Hr 1: 0.2
Office_OpenOffice_Small_EQUIP_2010_SPEED | Equipment |  | Sat | 2014-01-01 | 2014-12-31 | Constant | Hr 1: 0.2
Office_OpenOffice_Small_EQUIP_2010_SPEED | Equipment |  | Wkdy ¦ Default | 2014-01-01 | 2014-12-31 | Hourly | 0.42575 | 0.42575 | 0.42575 | 0.42575 | 0.42575 | 0.42575 | 0.48468 | 0.48468 | 0.96935 | 0.96935 | 0.96935 | 0.96935 | 0.91119 | 0.96935 | 0.96935 | 0.96935 | 0.96935 | 0.48468 | 0.19387 | 0.19387 | 0.19387 | 0.19387 | 0.19387 | 0.1703
Office_OpenOffice_Small_LIGHT_2013_SPEED | Lighting |  | WntrDsn | 2014-01-01 | 2014-12-31 | Constant | Hr 1: 0
Office_OpenOffice_Small_LIGHT_2013_SPEED | Lighting |  | SmrDsn | 2014-01-01 | 2014-12-31 | Constant | bar: Hr 1
Office_OpenOffice_Small_LIGHT_2013_SPEED | Lighting |  | Sun | 2014-01-01 | 2014-12-31 | Constant | Hr 1: 0.18
Office_OpenOffice_Small_LIGHT_2013_SPEED | Lighting |  | Sat | 2014-01-01 | 2014-12-31 | Constant | Hr 1: 0.18
Office_OpenOffice_Small_LIGHT_2013_SPEED | Lighting |  | Wkdy ¦ Default | 2014-01-01 | 2014-12-31 | Hourly | 0.18 | 0.18 | 0.18 | 0.18 | 0.18 | 0.23 | 0.17864 | 0.32621 | 0.69903 | 0.69903 | 0.69903 | 0.69903 | 0.62136 | 0.69903 | 0.69903 | 0.69903 | 0.69903 | 0.47379 | 0.32621 | 0.32621 | 0.24854 | 0.24854 | 0.17864 | 0.18
Office_OpenOffice_Small_EQUIP_2013_SPEED | Equipment |  | WntrDsn | 2014-01-01 | 2014-12-31 | Constant | Hr 1: 0
Office_OpenOffice_Small_EQUIP_2013_SPEED | Equipment |  | SmrDsn | 2014-01-01 | 2014-12-31 | Constant | bar: Hr 1
Office_OpenOffice_Small_EQUIP_2013_SPEED | Equipment |  | Sun | 2014-01-01 | 2014-12-31 | Constant | Hr 1: 0.16379
Office_OpenOffice_Small_EQUIP_2013_SPEED | Equipment |  | Sat | 2014-01-01 | 2014-12-31 | Constant | Hr 1: 0.16379
Office_OpenOffice_Small_EQUIP_2013_SPEED | Equipment |  | Wkdy ¦ Default | 2014-01-01 | 2014-12-31 | Hourly | 0.40948 | 0.40948 | 0.40948 | 0.40948 | 0.40948 | 0.40948 | 0.47975 | 0.47975 | 0.95951 | 0.95951 | 0.95951 | 0.95951 | 0.90193 | 0.95951 | 0.95951 | 0.95951 | 0.95951 | 0.47975 | 0.1919 | 0.1919 | 0.1919 | 0.1919 | 0.1919 | 0.16379
Office_OpenOffice_Small_INFIL_SPEED | Infiltration |  | WntrDsn | 2014-01-01 | 2014-12-31 | Constant | bar: Hr 1
Office_OpenOffice_Small_INFIL_SPEED | Infiltration |  | SmrDsn | 2014-01-01 | 2014-12-31 | Constant | bar: Hr 1
Office_OpenOffice_Small_INFIL_SPEED | Infiltration |  | Sun | 2014-01-01 | 2014-12-31 | Constant | bar: Hr 1
Office_OpenOffice_Small_INFIL_SPEED | Infiltration |  | Sat | 2014-01-01 | 2014-12-31 | Constant | bar: Hr 1
Office_OpenOffice_Small_INFIL_SPEED | Infiltration |  | Wkdy ¦ Default | 2014-01-01 | 2014-12-31 | Hourly | 1 | 1 | 1 | 1 | 1 | 1 | 0.5 | 0.5 | 0.5 | 0.5 | 0.5 | 0.5 | 0.5 | 0.5 | 0.5 | 0.5 | 0.5 | 0.5 | 0.5 | 0.5 | 0.5 | 0.5 | 1 | 1
Office_OpenOffice_Small_ACTIVITY_SPEED | Activity | W | WntrDsn | 2014-01-01 | 2014-12-31 | Constant | Hr 1: 120
Office_OpenOffice_Small_ACTIVITY_SPEED | Activity | W | SmrDsn | 2014-01-01 | 2014-12-31 | Constant | Hr 1: 120
Office_OpenOffice_Small_ACTIVITY_SPEED | Activity | W | Sun | 2014-01-01 | 2014-12-31 | Constant | Hr 1: 120
Office_OpenOffice_Small_ACTIVITY_SPEED | Activity | W | Sat | 2014-01-01 | 2014-12-31 | Constant | Hr 1: 120
Office_OpenOffice_Small_ACTIVITY_SPEED | Activity | W | Wkdy ¦ Default | 2014-01-01 | 2014-12-31 | Constant | Hr 1: 120
Office_OpenOffice_Small_OA_SPEED | OA Air |  | WntrDsn | 2014-01-01 | 2014-12-31 | Constant | bar: Hr 1
Office_OpenOffice_Small_OA_SPEED | OA Air |  | SmrDsn | 2014-01-01 | 2014-12-31 | Constant | bar: Hr 1
Office_OpenOffice_Small_OA_SPEED | OA Air |  | Sun | 2014-01-01 | 2014-12-31 | Constant | Hr 1: 0
Office_OpenOffice_Small_OA_SPEED | OA Air |  | Sat | 2014-01-01 | 2014-12-31 | Constant | Hr 1: 0
Office_OpenOffice_Small_OA_SPEED | OA Air |  | Wkdy ¦ Default | 2014-01-01 | 2014-12-31 | Hourly | 0 | 0 | 0 | 0 | 0 | 0 | 1 | 1 | 1 | 1 | 1 | 1 | 1 | 1 | 1 | 1 | 1 | 1 | 1 | 1 | 1 | 1 | 0 | 0
Office_Conference_Small_CLGSETP_SPEED | Thermostat Setpoint | C | WntrDsn | 2014-01-01 | 2014-12-31 | Constant | Hr 1: 23.9
Office_Conference_Small_CLGSETP_SPEED | Thermostat Setpoint | C | SmrDsn | 2014-01-01 | 2014-12-31 | Constant | Hr 1: 23.9
Office_Conference_Small_CLGSETP_SPEED | Thermostat Setpoint | C | Sun | 2014-01-01 | 2014-12-31 | Constant | Hr 1: 25.6
Office_Conference_Small_CLGSETP_SPEED | Thermostat Setpoint | C | Sat | 2014-01-01 | 2014-12-31 | Constant | Hr 1: 25.6
Office_Conference_Small_CLGSETP_SPEED | Thermostat Setpoint | C | Wkdy ¦ Default | 2014-01-01 | 2014-12-31 | Hourly | 25.6 | 25.6 | 25.6 | 25.6 | 25.6 | 25.6 | 23.9 | 23.9 | 23.9 | 23.9 | 23.9 | 23.9 | 23.9 | 23.9 | 23.9 | 23.9 | 23.9 | 23.9 | 23.9 | 23.9 | 23.9 | 23.9 | 25.6 | 25.6
Office_Conference_Small_HTGSETP_SPEED | Thermostat Setpoint | C | WntrDsn | 2014-01-01 | 2014-12-31 | Constant | Hr 1: 21.1
Office_Conference_Small_HTGSETP_SPEED | Thermostat Setpoint | C | SmrDsn | 2014-01-01 | 2014-12-31 | Constant | Hr 1: 21.1
Office_Conference_Small_HTGSETP_SPEED | Thermostat Setpoint | C | Sun | 2014-01-01 | 2014-12-31 | Constant | Hr 1: 19.4
Office_Conference_Small_HTGSETP_SPEED | Thermostat Setpoint | C | Sat | 2014-01-01 | 2014-12-31 | Constant | Hr 1: 19.4
Office_Conference_Small_HTGSETP_SPEED | Thermostat Setpoint | C | Wkdy ¦ Default | 2014-01-01 | 2014-12-31 | Hourly | 19.4 | 19.4 | 19.4 | 19.4 | 19.4 | 19.4 | 21.1 | 21.1 | 21.1 | 21.1 | 21.1 | 21.1 | 21.1 | 21.1 | 21.1 | 21.1 | 21.1 | 21.1 | 21.1 | 21.1 | 21.1 | 21.1 | 19.4 | 19.4
Office_Conference_Small_OCC_SPEED | Occupancy |  | WntrDsn | 2014-01-01 | 2014-12-31 | Constant | Hr 1: 0
Office_Conference_Small_OCC_SPEED | Occupancy |  | SmrDsn | 2014-01-01 | 2014-12-31 | Constant | bar: Hr 1
Office_Conference_Small_OCC_SPEED | Occupancy |  | Sun | 2014-01-01 | 2014-12-31 | Constant | Hr 1: 0
Office_Conference_Small_OCC_SPEED | Occupancy |  | Sat | 2014-01-01 | 2014-12-31 | Constant | Hr 1: 0
Office_Conference_Small_OCC_SPEED | Occupancy |  | Wkdy ¦ Default | 2014-01-01 | 2014-12-31 | Hourly | 0 | 0 | 0 | 0 | 0 | 0 | 0.11 | 0.21 | 1 | 1 | 1 | 1 | 0.53 | 1 | 1 | 1 | 1 | 0.32 | 0.11 | 0.11 | 0.11 | 0.11 | 0.05 | 0
Office_Conference_Small_LIGHT_2007_SPEED | Lighting |  | WntrDsn | 2014-01-01 | 2014-12-31 | Constant | Hr 1: 0
Office_Conference_Small_LIGHT_2007_SPEED | Lighting |  | SmrDsn | 2014-01-01 | 2014-12-31 | Constant | bar: Hr 1
Office_Conference_Small_LIGHT_2007_SPEED | Lighting |  | Sun | 2014-01-01 | 2014-12-31 | Constant | Hr 1: 0.18
Office_Conference_Small_LIGHT_2007_SPEED | Lighting |  | Sat | 2014-01-01 | 2014-12-31 | Constant | Hr 1: 0.18
Office_Conference_Small_LIGHT_2007_SPEED | Lighting |  | Wkdy ¦ Default | 2014-01-01 | 2014-12-31 | Hourly | 0.18 | 0.18 | 0.18 | 0.18 | 0.18 | 0.23 | 0.23 | 0.42 | 0.9 | 0.9 | 0.9 | 0.9 | 0.8 | 0.9 | 0.9 | 0.9 | 0.9 | 0.61 | 0.42 | 0.42 | 0.32 | 0.32 | 0.23 | 0.18
Office_Conference_Small_EQUIP_2007_SPEED | Equipment |  | WntrDsn | 2014-01-01 | 2014-12-31 | Constant | Hr 1: 0
Office_Conference_Small_EQUIP_2007_SPEED | Equipment |  | SmrDsn | 2014-01-01 | 2014-12-31 | Constant | bar: Hr 1
Office_Conference_Small_EQUIP_2007_SPEED | Equipment |  | Sun | 2014-01-01 | 2014-12-31 | Constant | Hr 1: 0.2
Office_Conference_Small_EQUIP_2007_SPEED | Equipment |  | Sat | 2014-01-01 | 2014-12-31 | Constant | Hr 1: 0.2
Office_Conference_Small_EQUIP_2007_SPEED | Equipment |  | Wkdy ¦ Default | 2014-01-01 | 2014-12-31 | Hourly | 0.5 | 0.5 | 0.5 | 0.5 | 0.5 | 0.5 | 0.5 | 0.5 | 1 | 1 | 1 | 1 | 0.94 | 1 | 1 | 1 | 1 | 0.5 | 0.2 | 0.2 | 0.2 | 0.2 | 0.2 | 0.2
Office_Conference_Small_LIGHT_2010_SPEED | Lighting |  | WntrDsn | 2014-01-01 | 2014-12-31 | Constant | Hr 1: 0
Office_Conference_Small_LIGHT_2010_SPEED | Lighting |  | SmrDsn | 2014-01-01 | 2014-12-31 | Constant | bar: Hr 1
Office_Conference_Small_LIGHT_2010_SPEED | Lighting |  | Sun | 2014-01-01 | 2014-12-31 | Constant | Hr 1: 0.18
Office_Conference_Small_LIGHT_2010_SPEED | Lighting |  | Sat | 2014-01-01 | 2014-12-31 | Constant | Hr 1: 0.18
Office_Conference_Small_LIGHT_2010_SPEED | Lighting |  | Wkdy ¦ Default | 2014-01-01 | 2014-12-31 | Hourly | 0.18 | 0.18 | 0.18 | 0.18 | 0.18 | 0.23 | 0.18706 | 0.34159 | 0.73197 | 0.73197 | 0.73197 | 0.73197 | 0.65064 | 0.73197 | 0.73197 | 0.73197 | 0.73197 | 0.49611 | 0.34159 | 0.34159 | 0.26026 | 0.26026 | 0.18706 | 0.18
Office_Conference_Small_EQUIP_2010_SPEED | Equipment |  | WntrDsn | 2014-01-01 | 2014-12-31 | Constant | Hr 1: 0
Office_Conference_Small_EQUIP_2010_SPEED | Equipment |  | SmrDsn | 2014-01-01 | 2014-12-31 | Constant | bar: Hr 1
Office_Conference_Small_EQUIP_2010_SPEED | Equipment |  | Sun | 2014-01-01 | 2014-12-31 | Constant | Hr 1: 0.2
Office_Conference_Small_EQUIP_2010_SPEED | Equipment |  | Sat | 2014-01-01 | 2014-12-31 | Constant | Hr 1: 0.2
Office_Conference_Small_EQUIP_2010_SPEED | Equipment |  | Wkdy ¦ Default | 2014-01-01 | 2014-12-31 | Hourly | 0.42575 | 0.42575 | 0.42575 | 0.42575 | 0.42575 | 0.42575 | 0.48468 | 0.48468 | 0.96935 | 0.96935 | 0.96935 | 0.96935 | 0.91119 | 0.96935 | 0.96935 | 0.96935 | 0.96935 | 0.48468 | 0.19387 | 0.19387 | 0.19387 | 0.19387 | 0.19387 | 0.1703
Office_Conference_Small_LIGHT_2013_SPEED | Lighting |  | WntrDsn | 2014-01-01 | 2014-12-31 | Constant | Hr 1: 0
Office_Conference_Small_LIGHT_2013_SPEED | Lighting |  | SmrDsn | 2014-01-01 | 2014-12-31 | Constant | bar: Hr 1
Office_Conference_Small_LIGHT_2013_SPEED | Lighting |  | Sun | 2014-01-01 | 2014-12-31 | Constant | Hr 1: 0.18
Office_Conference_Small_LIGHT_2013_SPEED | Lighting |  | Sat | 2014-01-01 | 2014-12-31 | Constant | Hr 1: 0.18
Office_Conference_Small_LIGHT_2013_SPEED | Lighting |  | Wkdy ¦ Default | 2014-01-01 | 2014-12-31 | Hourly | 0.18 | 0.18 | 0.18 | 0.18 | 0.18 | 0.23 | 0.17864 | 0.32621 | 0.69903 | 0.69903 | 0.69903 | 0.69903 | 0.62136 | 0.69903 | 0.69903 | 0.69903 | 0.69903 | 0.47379 | 0.32621 | 0.32621 | 0.24854 | 0.24854 | 0.17864 | 0.18
Office_Conference_Small_EQUIP_2013_SPEED | Equipment |  | WntrDsn | 2014-01-01 | 2014-12-31 | Constant | Hr 1: 0
Office_Conference_Small_EQUIP_2013_SPEED | Equipment |  | SmrDsn | 2014-01-01 | 2014-12-31 | Constant | bar: Hr 1
Office_Conference_Small_EQUIP_2013_SPEED | Equipment |  | Sun | 2014-01-01 | 2014-12-31 | Constant | Hr 1: 0.16379
Office_Conference_Small_EQUIP_2013_SPEED | Equipment |  | Sat | 2014-01-01 | 2014-12-31 | Constant | Hr 1: 0.16379
Office_Conference_Small_EQUIP_2013_SPEED | Equipment |  | Wkdy ¦ Default | 2014-01-01 | 2014-12-31 | Hourly | 0.40948 | 0.40948 | 0.40948 | 0.40948 | 0.40948 | 0.40948 | 0.47975 | 0.47975 | 0.95951 | 0.95951 | 0.95951 | 0.95951 | 0.90193 | 0.95951 | 0.95951 | 0.95951 | 0.95951 | 0.47975 | 0.1919 | 0.1919 | 0.1919 | 0.1919 | 0.1919 | 0.16379
Office_Conference_Small_INFIL_SPEED | Infiltration |  | WntrDsn | 2014-01-01 | 2014-12-31 | Constant | bar: Hr 1
Office_Conference_Small_INFIL_SPEED | Infiltration |  | SmrDsn | 2014-01-01 | 2014-12-31 | Constant | bar: Hr 1
Office_Conference_Small_INFIL_SPEED | Infiltration |  | Sun | 2014-01-01 | 2014-12-31 | Constant | bar: Hr 1
Office_Conference_Small_INFIL_SPEED | Infiltration |  | Sat | 2014-01-01 | 2014-12-31 | Constant | bar: Hr 1
Office_Conference_Small_INFIL_SPEED | Infiltration |  | Wkdy ¦ Default | 2014-01-01 | 2014-12-31 | Hourly | 1 | 1 | 1 | 1 | 1 | 1 | 0.5 | 0.5 | 0.5 | 0.5 | 0.5 | 0.5 | 0.5 | 0.5 | 0.5 | 0.5 | 0.5 | 0.5 | 0.5 | 0.5 | 0.5 | 0.5 | 1 | 1
Office_Conference_Small_ACTIVITY_SPEED | Activity | W | WntrDsn | 2014-01-01 | 2014-12-31 | Constant | Hr 1: 120
Office_Conference_Small_ACTIVITY_SPEED | Activity | W | SmrDsn | 2014-01-01 | 2014-12-31 | Constant | Hr 1: 120
Office_Conference_Small_ACTIVITY_SPEED | Activity | W | Sun | 2014-01-01 | 2014-12-31 | Constant | Hr 1: 120
Office_Conference_Small_ACTIVITY_SPEED | Activity | W | Sat | 2014-01-01 | 2014-12-31 | Constant | Hr 1: 120
Office_Conference_Small_ACTIVITY_SPEED | Activity | W | Wkdy ¦ Default | 2014-01-01 | 2014-12-31 | Constant | Hr 1: 120
Office_Conference_Small_OA_SPEED | OA Air |  | WntrDsn | 2014-01-01 | 2014-12-31 | Constant | bar: Hr 1
Office_Conference_Small_OA_SPEED | OA Air |  | SmrDsn | 2014-01-01 | 2014-12-31 | Constant | bar: Hr 1
Office_Conference_Small_OA_SPEED | OA Air |  | Sun | 2014-01-01 | 2014-12-31 | Constant | Hr 1: 0
Office_Conference_Small_OA_SPEED | OA Air |  | Sat | 2014-01-01 | 2014-12-31 | Constant | Hr 1: 0
Office_Conference_Small_OA_SPEED | OA Air |  | Wkdy ¦ Default | 2014-01-01 | 2014-12-31 | Hourly | 0 | 0 | 0 | 0 | 0 | 0 | 1 | 1 | 1 | 1 | 1 | 1 | 1 | 1 | 1 | 1 | 1 | 1 | 1 | 1 | 1 | 1 | 0 | 0
HighriseApt_Apartment_CLGSETP_SPEED | Thermostat Setpoint | C | WntrDsn | 2014-01-01 | 2014-12-31 | Constant | Hr 1: 23.9
HighriseApt_Apartment_CLGSETP_SPEED | Thermostat Setpoint | C | SmrDsn | 2014-01-01 | 2014-12-31 | Constant | Hr 1: 23.9
HighriseApt_Apartment_CLGSETP_SPEED | Thermostat Setpoint | C | Sun | 2014-01-01 | 2014-12-31 | Constant | Hr 1: 23.9
HighriseApt_Apartment_CLGSETP_SPEED | Thermostat Setpoint | C | Sat | 2014-01-01 | 2014-12-31 | Constant | Hr 1: 23.9
HighriseApt_Apartment_CLGSETP_SPEED | Thermostat Setpoint | C | Wkdy ¦ Default | 2014-01-01 | 2014-12-31 | Constant | Hr 1: 23.9
HighriseApt_Apartment_HTGSETP_SPEED | Thermostat Setpoint | C | WntrDsn | 2014-01-01 | 2014-12-31 | Constant | Hr 1: 21.1
HighriseApt_Apartment_HTGSETP_SPEED | Thermostat Setpoint | C | SmrDsn | 2014-01-01 | 2014-12-31 | Constant | Hr 1: 21.1
HighriseApt_Apartment_HTGSETP_SPEED | Thermostat Setpoint | C | Sun | 2014-01-01 | 2014-12-31 | Constant | Hr 1: 21.1
HighriseApt_Apartment_HTGSETP_SPEED | Thermostat Setpoint | C | Sat | 2014-01-01 | 2014-12-31 | Constant | Hr 1: 21.1
HighriseApt_Apartment_HTGSETP_SPEED | Thermostat Setpoint | C | Wkdy ¦ Default | 2014-01-01 | 2014-12-31 | Constant | Hr 1: 21.1
HighriseApt_Apartment_OCC_SPEED | Occupancy |  | WntrDsn | 2014-01-01 | 2014-12-31 | Constant | Hr 1: 0
HighriseApt_Apartment_OCC_SPEED | Occupancy |  | SmrDsn | 2014-01-01 | 2014-12-31 | Constant | bar: Hr 1
HighriseApt_Apartment_OCC_SPEED | Occupancy |  | Sun | 2014-01-01 | 2014-12-31 | Hourly | 1 | 1 | 1 | 1 | 1 | 1 | 1 | 0.85 | 0.39 | 0.25 | 0.25 | 0.25 | 0.25 | 0.25 | 0.25 | 0.25 | 0.3 | 0.52 | 0.87 | 0.87 | 0.87 | 1 | 1 | 1
HighriseApt_Apartment_OCC_SPEED | Occupancy |  | Sat | 2014-01-01 | 2014-12-31 | Hourly | 1 | 1 | 1 | 1 | 1 | 1 | 1 | 0.85 | 0.39 | 0.25 | 0.25 | 0.25 | 0.25 | 0.25 | 0.25 | 0.25 | 0.3 | 0.52 | 0.87 | 0.87 | 0.87 | 1 | 1 | 1
HighriseApt_Apartment_OCC_SPEED | Occupancy |  | Wkdy ¦ Default | 2014-01-01 | 2014-12-31 | Hourly | 1 | 1 | 1 | 1 | 1 | 1 | 1 | 0.85 | 0.39 | 0.25 | 0.25 | 0.25 | 0.25 | 0.25 | 0.25 | 0.25 | 0.3 | 0.52 | 0.87 | 0.87 | 0.87 | 1 | 1 | 1
HighriseApt_Apartment_LIGHT_2007_SPEED | Lighting |  | WntrDsn | 2014-01-01 | 2014-12-31 | Constant | Hr 1: 0
HighriseApt_Apartment_LIGHT_2007_SPEED | Lighting |  | SmrDsn | 2014-01-01 | 2014-12-31 | Constant | bar: Hr 1
HighriseApt_Apartment_LIGHT_2007_SPEED | Lighting |  | Sun | 2014-01-01 | 2014-12-31 | Hourly | 0.011316 | 0.011316 | 0.011316 | 0.011316 | 0.033948 | 0.073554 | 0.079212 | 0.073554 | 0.033948 | 0.022632 | 0.022632 | 0.022632 | 0.022632 | 0.022632 | 0.022632 | 0.039606 | 0.079212 | 0.11316 | 0.15277 | 0.18106 | 0.18106 | 0.12448 | 0.067896 | 0.02829
HighriseApt_Apartment_LIGHT_2007_SPEED | Lighting |  | Sat | 2014-01-01 | 2014-12-31 | Hourly | 0.011316 | 0.011316 | 0.011316 | 0.011316 | 0.033948 | 0.073554 | 0.079212 | 0.073554 | 0.033948 | 0.022632 | 0.022632 | 0.022632 | 0.022632 | 0.022632 | 0.022632 | 0.039606 | 0.079212 | 0.11316 | 0.15277 | 0.18106 | 0.18106 | 0.12448 | 0.067896 | 0.02829
HighriseApt_Apartment_LIGHT_2007_SPEED | Lighting |  | Wkdy ¦ Default | 2014-01-01 | 2014-12-31 | Hourly | 0.011316 | 0.011316 | 0.011316 | 0.011316 | 0.033948 | 0.073554 | 0.079212 | 0.073554 | 0.033948 | 0.022632 | 0.022632 | 0.022632 | 0.022632 | 0.022632 | 0.022632 | 0.039606 | 0.079212 | 0.11316 | 0.15277 | 0.18106 | 0.18106 | 0.12448 | 0.067896 | 0.02829
HighriseApt_Apartment_EQUIP_2007_SPEED | Equipment |  | WntrDsn | 2014-01-01 | 2014-12-31 | Constant | Hr 1: 0
HighriseApt_Apartment_EQUIP_2007_SPEED | Equipment |  | SmrDsn | 2014-01-01 | 2014-12-31 | Constant | bar: Hr 1
HighriseApt_Apartment_EQUIP_2007_SPEED | Equipment |  | Sun | 2014-01-01 | 2014-12-31 | Hourly | 0.45 | 0.41 | 0.39 | 0.38 | 0.38 | 0.43 | 0.54 | 0.65 | 0.66 | 0.67 | 0.69 | 0.7 | 0.69 | 0.66 | 0.65 | 0.68 | 0.8 | 1 | 1 | 0.93 | 0.89 | 0.85 | 0.71 | 0.58
HighriseApt_Apartment_EQUIP_2007_SPEED | Equipment |  | Sat | 2014-01-01 | 2014-12-31 | Hourly | 0.45 | 0.41 | 0.39 | 0.38 | 0.38 | 0.43 | 0.54 | 0.65 | 0.66 | 0.67 | 0.69 | 0.7 | 0.69 | 0.66 | 0.65 | 0.68 | 0.8 | 1 | 1 | 0.93 | 0.89 | 0.85 | 0.71 | 0.58
HighriseApt_Apartment_EQUIP_2007_SPEED | Equipment |  | Wkdy ¦ Default | 2014-01-01 | 2014-12-31 | Hourly | 0.45 | 0.41 | 0.39 | 0.38 | 0.38 | 0.43 | 0.54 | 0.65 | 0.66 | 0.67 | 0.69 | 0.7 | 0.69 | 0.66 | 0.65 | 0.68 | 0.8 | 1 | 1 | 0.93 | 0.89 | 0.85 | 0.71 | 0.58
HighriseApt_Apartment_LIGHT_2010_SPEED | Lighting |  | WntrDsn | 2014-01-01 | 2014-12-31 | Constant | Hr 1: 0
HighriseApt_Apartment_LIGHT_2010_SPEED | Lighting |  | SmrDsn | 2014-01-01 | 2014-12-31 | Constant | bar: Hr 1
HighriseApt_Apartment_LIGHT_2010_SPEED | Lighting |  | Sun | 2014-01-01 | 2014-12-31 | Hourly | 0.011316 | 0.011316 | 0.011316 | 0.011316 | 0.033948 | 0.073554 | 0.079212 | 0.073554 | 0.033948 | 0.022632 | 0.022632 | 0.022632 | 0.022632 | 0.022632 | 0.022632 | 0.039606 | 0.079212 | 0.11316 | 0.15277 | 0.18106 | 0.18106 | 0.12448 | 0.067896 | 0.02829
HighriseApt_Apartment_LIGHT_2010_SPEED | Lighting |  | Sat | 2014-01-01 | 2014-12-31 | Hourly | 0.011316 | 0.011316 | 0.011316 | 0.011316 | 0.033948 | 0.073554 | 0.079212 | 0.073554 | 0.033948 | 0.022632 | 0.022632 | 0.022632 | 0.022632 | 0.022632 | 0.022632 | 0.039606 | 0.079212 | 0.11316 | 0.15277 | 0.18106 | 0.18106 | 0.12448 | 0.067896 | 0.02829
HighriseApt_Apartment_LIGHT_2010_SPEED | Lighting |  | Wkdy ¦ Default | 2014-01-01 | 2014-12-31 | Hourly | 0.011316 | 0.011316 | 0.011316 | 0.011316 | 0.033948 | 0.073554 | 0.079212 | 0.073554 | 0.033948 | 0.022632 | 0.022632 | 0.022632 | 0.022632 | 0.022632 | 0.022632 | 0.039606 | 0.079212 | 0.11316 | 0.15277 | 0.18106 | 0.18106 | 0.12448 | 0.067896 | 0.02829
HighriseApt_Apartment_EQUIP_2010_SPEED | Equipment |  | WntrDsn | 2014-01-01 | 2014-12-31 | Constant | Hr 1: 0
HighriseApt_Apartment_EQUIP_2010_SPEED | Equipment |  | SmrDsn | 2014-01-01 | 2014-12-31 | Constant | bar: Hr 1
HighriseApt_Apartment_EQUIP_2010_SPEED | Equipment |  | Sun | 2014-01-01 | 2014-12-31 | Hourly | 0.45 | 0.41 | 0.39 | 0.38 | 0.38 | 0.43 | 0.54 | 0.65 | 0.66 | 0.67 | 0.69 | 0.7 | 0.69 | 0.66 | 0.65 | 0.68 | 0.8 | 1 | 1 | 0.93 | 0.89 | 0.85 | 0.71 | 0.58
HighriseApt_Apartment_EQUIP_2010_SPEED | Equipment |  | Sat | 2014-01-01 | 2014-12-31 | Hourly | 0.45 | 0.41 | 0.39 | 0.38 | 0.38 | 0.43 | 0.54 | 0.65 | 0.66 | 0.67 | 0.69 | 0.7 | 0.69 | 0.66 | 0.65 | 0.68 | 0.8 | 1 | 1 | 0.93 | 0.89 | 0.85 | 0.71 | 0.58
HighriseApt_Apartment_EQUIP_2010_SPEED | Equipment |  | Wkdy ¦ Default | 2014-01-01 | 2014-12-31 | Hourly | 0.45 | 0.41 | 0.39 | 0.38 | 0.38 | 0.43 | 0.54 | 0.65 | 0.66 | 0.67 | 0.69 | 0.7 | 0.69 | 0.66 | 0.65 | 0.68 | 0.8 | 1 | 1 | 0.93 | 0.89 | 0.85 | 0.71 | 0.58
HighriseApt_Apartment_LIGHT_2013_SPEED | Lighting |  | WntrDsn | 2014-01-01 | 2014-12-31 | Constant | Hr 1: 0
HighriseApt_Apartment_LIGHT_2013_SPEED | Lighting |  | SmrDsn | 2014-01-01 | 2014-12-31 | Constant | bar: Hr 1
HighriseApt_Apartment_LIGHT_2013_SPEED | Lighting |  | Sun | 2014-01-01 | 2014-12-31 | Hourly | 0.011316 | 0.011316 | 0.011316 | 0.011316 | 0.033948 | 0.073554 | 0.079212 | 0.073554 | 0.033948 | 0.022632 | 0.022632 | 0.022632 | 0.022632 | 0.022632 | 0.022632 | 0.039606 | 0.079212 | 0.11316 | 0.15277 | 0.18106 | 0.18106 | 0.12448 | 0.067896 | 0.02829
HighriseApt_Apartment_LIGHT_2013_SPEED | Lighting |  | Sat | 2014-01-01 | 2014-12-31 | Hourly | 0.011316 | 0.011316 | 0.011316 | 0.011316 | 0.033948 | 0.073554 | 0.079212 | 0.073554 | 0.033948 | 0.022632 | 0.022632 | 0.022632 | 0.022632 | 0.022632 | 0.022632 | 0.039606 | 0.079212 | 0.11316 | 0.15277 | 0.18106 | 0.18106 | 0.12448 | 0.067896 | 0.02829
HighriseApt_Apartment_LIGHT_2013_SPEED | Lighting |  | Wkdy ¦ Default | 2014-01-01 | 2014-12-31 | Hourly | 0.011316 | 0.011316 | 0.011316 | 0.011316 | 0.033948 | 0.073554 | 0.079212 | 0.073554 | 0.033948 | 0.022632 | 0.022632 | 0.022632 | 0.022632 | 0.022632 | 0.022632 | 0.039606 | 0.079212 | 0.11316 | 0.15277 | 0.18106 | 0.18106 | 0.12448 | 0.067896 | 0.02829
HighriseApt_Apartment_EQUIP_2013_SPEED | Equipment |  | WntrDsn | 2014-01-01 | 2014-12-31 | Constant | Hr 1: 0
HighriseApt_Apartment_EQUIP_2013_SPEED | Equipment |  | SmrDsn | 2014-01-01 | 2014-12-31 | Constant | bar: Hr 1
HighriseApt_Apartment_EQUIP_2013_SPEED | Equipment |  | Sun | 2014-01-01 | 2014-12-31 | Hourly | 0.45 | 0.41 | 0.39 | 0.38 | 0.38 | 0.43 | 0.54 | 0.65 | 0.66 | 0.67 | 0.69 | 0.7 | 0.69 | 0.66 | 0.65 | 0.68 | 0.8 | 1 | 1 | 0.93 | 0.89 | 0.85 | 0.71 | 0.58
HighriseApt_Apartment_EQUIP_2013_SPEED | Equipment |  | Sat | 2014-01-01 | 2014-12-31 | Hourly | 0.45 | 0.41 | 0.39 | 0.38 | 0.38 | 0.43 | 0.54 | 0.65 | 0.66 | 0.67 | 0.69 | 0.7 | 0.69 | 0.66 | 0.65 | 0.68 | 0.8 | 1 | 1 | 0.93 | 0.89 | 0.85 | 0.71 | 0.58
HighriseApt_Apartment_EQUIP_2013_SPEED | Equipment |  | Wkdy ¦ Default | 2014-01-01 | 2014-12-31 | Hourly | 0.45 | 0.41 | 0.39 | 0.38 | 0.38 | 0.43 | 0.54 | 0.65 | 0.66 | 0.67 | 0.69 | 0.7 | 0.69 | 0.66 | 0.65 | 0.68 | 0.8 | 1 | 1 | 0.93 | 0.89 | 0.85 | 0.71 | 0.58
HighriseApt_Apartment_INFIL_SPEED | Infiltration |  | WntrDsn | 2014-01-01 | 2014-12-31 | Constant | bar: Hr 1
HighriseApt_Apartment_INFIL_SPEED | Infiltration |  | SmrDsn | 2014-01-01 | 2014-12-31 | Constant | bar: Hr 1
HighriseApt_Apartment_INFIL_SPEED | Infiltration |  | Sun | 2014-01-01 | 2014-12-31 | Constant | bar: Hr 1
HighriseApt_Apartment_INFIL_SPEED | Infiltration |  | Sat | 2014-01-01 | 2014-12-31 | Constant | bar: Hr 1
HighriseApt_Apartment_INFIL_SPEED | Infiltration |  | Wkdy ¦ Default | 2014-01-01 | 2014-12-31 | Constant | bar: Hr 1
HighriseApt_Apartment_ACTIVITY_SPEED | Activity | W | WntrDsn | 2014-01-01 | 2014-12-31 | Constant | Hr 1: 95
HighriseApt_Apartment_ACTIVITY_SPEED | Activity | W | SmrDsn | 2014-01-01 | 2014-12-31 | Constant | Hr 1: 95
HighriseApt_Apartment_ACTIVITY_SPEED | Activity | W | Sun | 2014-01-01 | 2014-12-31 | Constant | Hr 1: 95
HighriseApt_Apartment_ACTIVITY_SPEED | Activity | W | Sat | 2014-01-01 | 2014-12-31 | Constant | Hr 1: 95
HighriseApt_Apartment_ACTIVITY_SPEED | Activity | W | Wkdy ¦ Default | 2014-01-01 | 2014-12-31 | Constant | Hr 1: 95
HighriseApt_Apartment_OA_SPEED | OA Air |  | WntrDsn | 2014-01-01 | 2014-12-31 | Constant | bar: Hr 1
HighriseApt_Apartment_OA_SPEED | OA Air |  | SmrDsn | 2014-01-01 | 2014-12-31 | Constant | bar: Hr 1
HighriseApt_Apartment_OA_SPEED | OA Air |  | Sun | 2014-01-01 | 2014-12-31 | Constant | bar: Hr 1
HighriseApt_Apartment_OA_SPEED | OA Air |  | Sat | 2014-01-01 | 2014-12-31 | Constant | bar: Hr 1
HighriseApt_Apartment_OA_SPEED | OA Air |  | Wkdy ¦ Default | 2014-01-01 | 2014-12-31 | Constant | bar: Hr 1
HighriseApt_Corridor_CLGSETP_SPEED | Thermostat Setpoint | C | WntrDsn | 2014-01-01 | 2014-12-31 | Constant | Hr 1: 23.9
HighriseApt_Corridor_CLGSETP_SPEED | Thermostat Setpoint | C | SmrDsn | 2014-01-01 | 2014-12-31 | Constant | Hr 1: 23.9
HighriseApt_Corridor_CLGSETP_SPEED | Thermostat Setpoint | C | Sun | 2014-01-01 | 2014-12-31 | Constant | Hr 1: 23.9
HighriseApt_Corridor_CLGSETP_SPEED | Thermostat Setpoint | C | Sat | 2014-01-01 | 2014-12-31 | Constant | Hr 1: 23.9
HighriseApt_Corridor_CLGSETP_SPEED | Thermostat Setpoint | C | Wkdy ¦ Default | 2014-01-01 | 2014-12-31 | Constant | Hr 1: 23.9
HighriseApt_Corridor_HTGSETP_SPEED | Thermostat Setpoint | C | WntrDsn | 2014-01-01 | 2014-12-31 | Constant | Hr 1: 21.1
HighriseApt_Corridor_HTGSETP_SPEED | Thermostat Setpoint | C | SmrDsn | 2014-01-01 | 2014-12-31 | Constant | Hr 1: 21.1
HighriseApt_Corridor_HTGSETP_SPEED | Thermostat Setpoint | C | Sun | 2014-01-01 | 2014-12-31 | Constant | Hr 1: 21.1
HighriseApt_Corridor_HTGSETP_SPEED | Thermostat Setpoint | C | Sat | 2014-01-01 | 2014-12-31 | Constant | Hr 1: 21.1
HighriseApt_Corridor_HTGSETP_SPEED | Thermostat Setpoint | C | Wkdy ¦ Default | 2014-01-01 | 2014-12-31 | Constant | Hr 1: 21.1
HighriseApt_Corridor_OCC_SPEED | Occupancy |  | WntrDsn | 2014-01-01 | 2014-12-31 | Constant | Hr 1: 0
HighriseApt_Corridor_OCC_SPEED | Occupancy |  | SmrDsn | 2014-01-01 | 2014-12-31 | Constant | bar: Hr 1
HighriseApt_Corridor_OCC_SPEED | Occupancy |  | Sun | 2014-01-01 | 2014-12-31 | Constant | Hr 1: 0
HighriseApt_Corridor_OCC_SPEED | Occupancy |  | Sat | 2014-01-01 | 2014-12-31 | Constant | Hr 1: 0
HighriseApt_Corridor_OCC_SPEED | Occupancy |  | Wkdy ¦ Default | 2014-01-01 | 2014-12-31 | Constant | Hr 1: 0
HighriseApt_Corridor_LIGHT_2007_SPEED | Lighting |  | WntrDsn | 2014-01-01 | 2014-12-31 | Constant | Hr 1: 0
HighriseApt_Corridor_LIGHT_2007_SPEED | Lighting |  | SmrDsn | 2014-01-01 | 2014-12-31 | Constant | bar: Hr 1
HighriseApt_Corridor_LIGHT_2007_SPEED | Lighting |  | Sun | 2014-01-01 | 2014-12-31 | Constant | bar: Hr 1
HighriseApt_Corridor_LIGHT_2007_SPEED | Lighting |  | Sat | 2014-01-01 | 2014-12-31 | Constant | bar: Hr 1
HighriseApt_Corridor_LIGHT_2007_SPEED | Lighting |  | Wkdy ¦ Default | 2014-01-01 | 2014-12-31 | Constant | bar: Hr 1
HighriseApt_Corridor_EQUIP_2007_SPEED | Equipment |  | WntrDsn | 2014-01-01 | 2014-12-31 | Constant | Hr 1: 0
HighriseApt_Corridor_EQUIP_2007_SPEED | Equipment |  | SmrDsn | 2014-01-01 | 2014-12-31 | Constant | bar: Hr 1
HighriseApt_Corridor_EQUIP_2007_SPEED | Equipment |  | Sun | 2014-01-01 | 2014-12-31 | Hourly | 0.05 | 0.05 | 0.05 | 0.05 | 0.1 | 0.2 | 0.4 | 0.5 | 0.5 | 0.35 | 0.15 | 0.15 | 0.15 | 0.15 | 0.15 | 0.15 | 0.35 | 0.5 | 0.5 | 0.4 | 0.4 | 0.3 | 0.2 | 0.1
HighriseApt_Corridor_EQUIP_2007_SPEED | Equipment |  | Sat | 2014-01-01 | 2014-12-31 | Hourly | 0.05 | 0.05 | 0.05 | 0.05 | 0.1 | 0.2 | 0.4 | 0.5 | 0.5 | 0.35 | 0.15 | 0.15 | 0.15 | 0.15 | 0.15 | 0.15 | 0.35 | 0.5 | 0.5 | 0.4 | 0.4 | 0.3 | 0.2 | 0.1
HighriseApt_Corridor_EQUIP_2007_SPEED | Equipment |  | Wkdy ¦ Default | 2014-01-01 | 2014-12-31 | Hourly | 0.05 | 0.05 | 0.05 | 0.05 | 0.1 | 0.2 | 0.4 | 0.5 | 0.5 | 0.35 | 0.15 | 0.15 | 0.15 | 0.15 | 0.15 | 0.15 | 0.35 | 0.5 | 0.5 | 0.4 | 0.4 | 0.3 | 0.2 | 0.1
HighriseApt_Corridor_LIGHT_2010_SPEED | Lighting |  | WntrDsn | 2014-01-01 | 2014-12-31 | Constant | Hr 1: 0
HighriseApt_Corridor_LIGHT_2010_SPEED | Lighting |  | SmrDsn | 2014-01-01 | 2014-12-31 | Constant | bar: Hr 1
HighriseApt_Corridor_LIGHT_2010_SPEED | Lighting |  | Sun | 2014-01-01 | 2014-12-31 | Constant | Hr 1: 0.8875
HighriseApt_Corridor_LIGHT_2010_SPEED | Lighting |  | Sat | 2014-01-01 | 2014-12-31 | Constant | Hr 1: 0.8875
HighriseApt_Corridor_LIGHT_2010_SPEED | Lighting |  | Wkdy ¦ Default | 2014-01-01 | 2014-12-31 | Constant | Hr 1: 0.8875
HighriseApt_Corridor_EQUIP_2010_SPEED | Equipment |  | WntrDsn | 2014-01-01 | 2014-12-31 | Constant | Hr 1: 0
HighriseApt_Corridor_EQUIP_2010_SPEED | Equipment |  | SmrDsn | 2014-01-01 | 2014-12-31 | Constant | bar: Hr 1
HighriseApt_Corridor_EQUIP_2010_SPEED | Equipment |  | Sun | 2014-01-01 | 2014-12-31 | Hourly | 0.05 | 0.05 | 0.05 | 0.05 | 0.1 | 0.2 | 0.4 | 0.5 | 0.5 | 0.35 | 0.15 | 0.15 | 0.15 | 0.15 | 0.15 | 0.15 | 0.35 | 0.5 | 0.5 | 0.4 | 0.4 | 0.3 | 0.2 | 0.1
HighriseApt_Corridor_EQUIP_2010_SPEED | Equipment |  | Sat | 2014-01-01 | 2014-12-31 | Hourly | 0.05 | 0.05 | 0.05 | 0.05 | 0.1 | 0.2 | 0.4 | 0.5 | 0.5 | 0.35 | 0.15 | 0.15 | 0.15 | 0.15 | 0.15 | 0.15 | 0.35 | 0.5 | 0.5 | 0.4 | 0.4 | 0.3 | 0.2 | 0.1
HighriseApt_Corridor_EQUIP_2010_SPEED | Equipment |  | Wkdy ¦ Default | 2014-01-01 | 2014-12-31 | Hourly | 0.05 | 0.05 | 0.05 | 0.05 | 0.1 | 0.2 | 0.4 | 0.5 | 0.5 | 0.35 | 0.15 | 0.15 | 0.15 | 0.15 | 0.15 | 0.15 | 0.35 | 0.5 | 0.5 | 0.4 | 0.4 | 0.3 | 0.2 | 0.1
HighriseApt_Corridor_LIGHT_2013_SPEED | Lighting |  | WntrDsn | 2014-01-01 | 2014-12-31 | Constant | Hr 1: 0
HighriseApt_Corridor_LIGHT_2013_SPEED | Lighting |  | SmrDsn | 2014-01-01 | 2014-12-31 | Constant | bar: Hr 1
HighriseApt_Corridor_LIGHT_2013_SPEED | Lighting |  | Sun | 2014-01-01 | 2014-12-31 | Constant | Hr 1: 0.57688
HighriseApt_Corridor_LIGHT_2013_SPEED | Lighting |  | Sat | 2014-01-01 | 2014-12-31 | Constant | Hr 1: 0.57688
HighriseApt_Corridor_LIGHT_2013_SPEED | Lighting |  | Wkdy ¦ Default | 2014-01-01 | 2014-12-31 | Constant | Hr 1: 0.57688
HighriseApt_Corridor_EQUIP_2013_SPEED | Equipment |  | WntrDsn | 2014-01-01 | 2014-12-31 | Constant | Hr 1: 0
HighriseApt_Corridor_EQUIP_2013_SPEED | Equipment |  | SmrDsn | 2014-01-01 | 2014-12-31 | Constant | bar: Hr 1
HighriseApt_Corridor_EQUIP_2013_SPEED | Equipment |  | Sun | 2014-01-01 | 2014-12-31 | Hourly | 0.05 | 0.05 | 0.05 | 0.05 | 0.1 | 0.2 | 0.4 | 0.5 | 0.5 | 0.35 | 0.15 | 0.15 | 0.15 | 0.15 | 0.15 | 0.15 | 0.35 | 0.5 | 0.5 | 0.4 | 0.4 | 0.3 | 0.2 | 0.1
HighriseApt_Corridor_EQUIP_2013_SPEED | Equipment |  | Sat | 2014-01-01 | 2014-12-31 | Hourly | 0.05 | 0.05 | 0.05 | 0.05 | 0.1 | 0.2 | 0.4 | 0.5 | 0.5 | 0.35 | 0.15 | 0.15 | 0.15 | 0.15 | 0.15 | 0.15 | 0.35 | 0.5 | 0.5 | 0.4 | 0.4 | 0.3 | 0.2 | 0.1
HighriseApt_Corridor_EQUIP_2013_SPEED | Equipment |  | Wkdy ¦ Default | 2014-01-01 | 2014-12-31 | Hourly | 0.05 | 0.05 | 0.05 | 0.05 | 0.1 | 0.2 | 0.4 | 0.5 | 0.5 | 0.35 | 0.15 | 0.15 | 0.15 | 0.15 | 0.15 | 0.15 | 0.35 | 0.5 | 0.5 | 0.4 | 0.4 | 0.3 | 0.2 | 0.1
HighriseApt_Corridor_INFIL_SPEED | Infiltration |  | WntrDsn | 2014-01-01 | 2014-12-31 | Constant | bar: Hr 1
HighriseApt_Corridor_INFIL_SPEED | Infiltration |  | SmrDsn | 2014-01-01 | 2014-12-31 | Constant | bar: Hr 1
HighriseApt_Corridor_INFIL_SPEED | Infiltration |  | Sun | 2014-01-01 | 2014-12-31 | Constant | bar: Hr 1
HighriseApt_Corridor_INFIL_SPEED | Infiltration |  | Sat | 2014-01-01 | 2014-12-31 | Constant | bar: Hr 1
HighriseApt_Corridor_INFIL_SPEED | Infiltration |  | Wkdy ¦ Default | 2014-01-01 | 2014-12-31 | Constant | bar: Hr 1
HighriseApt_Corridor_ACTIVITY_SPEED | Activity | W | WntrDsn | 2014-01-01 | 2014-12-31 | Constant | Hr 1: 95
HighriseApt_Corridor_ACTIVITY_SPEED | Activity | W | SmrDsn | 2014-01-01 | 2014-12-31 | Constant | Hr 1: 95
HighriseApt_Corridor_ACTIVITY_SPEED | Activity | W | Sun | 2014-01-01 | 2014-12-31 | Constant | Hr 1: 95
HighriseApt_Corridor_ACTIVITY_SPEED | Activity | W | Sat | 2014-01-01 | 2014-12-31 | Constant | Hr 1: 95
HighriseApt_Corridor_ACTIVITY_SPEED | Activity | W | Wkdy ¦ Default | 2014-01-01 | 2014-12-31 | Constant | Hr 1: 95
HighriseApt_Corridor_OA_SPEED | OA Air |  | WntrDsn | 2014-01-01 | 2014-12-31 | Constant | bar: Hr 1
HighriseApt_Corridor_OA_SPEED | OA Air |  | SmrDsn | 2014-01-01 | 2014-12-31 | Constant | bar: Hr 1
HighriseApt_Corridor_OA_SPEED | OA Air |  | Sun | 2014-01-01 | 2014-12-31 | Constant | Hr 1: 0
HighriseApt_Corridor_OA_SPEED | OA Air |  | Sat | 2014-01-01 | 2014-12-31 | Constant | Hr 1: 0
HighriseApt_Corridor_OA_SPEED | OA Air |  | Wkdy ¦ Default | 2014-01-01 | 2014-12-31 | Constant | Hr 1: 0
MidriseApt_Apartment_CLGSETP_SPEED | Thermostat Setpoint | C | WntrDsn | 2014-01-01 | 2014-12-31 | Constant | Hr 1: 23.9
MidriseApt_Apartment_CLGSETP_SPEED | Thermostat Setpoint | C | SmrDsn | 2014-01-01 | 2014-12-31 | Constant | Hr 1: 23.9
MidriseApt_Apartment_CLGSETP_SPEED | Thermostat Setpoint | C | Sun | 2014-01-01 | 2014-12-31 | Constant | Hr 1: 23.9
MidriseApt_Apartment_CLGSETP_SPEED | Thermostat Setpoint | C | Sat | 2014-01-01 | 2014-12-31 | Constant | Hr 1: 23.9
MidriseApt_Apartment_CLGSETP_SPEED | Thermostat Setpoint | C | Wkdy ¦ Default | 2014-01-01 | 2014-12-31 | Constant | Hr 1: 23.9
MidriseApt_Apartment_HTGSETP_SPEED | Thermostat Setpoint | C | WntrDsn | 2014-01-01 | 2014-12-31 | Constant | Hr 1: 21.1
MidriseApt_Apartment_HTGSETP_SPEED | Thermostat Setpoint | C | SmrDsn | 2014-01-01 | 2014-12-31 | Constant | Hr 1: 21.1
MidriseApt_Apartment_HTGSETP_SPEED | Thermostat Setpoint | C | Sun | 2014-01-01 | 2014-12-31 | Constant | Hr 1: 21.1
MidriseApt_Apartment_HTGSETP_SPEED | Thermostat Setpoint | C | Sat | 2014-01-01 | 2014-12-31 | Constant | Hr 1: 21.1
MidriseApt_Apartment_HTGSETP_SPEED | Thermostat Setpoint | C | Wkdy ¦ Default | 2014-01-01 | 2014-12-31 | Constant | Hr 1: 21.1
MidriseApt_Apartment_OCC_SPEED | Occupancy |  | WntrDsn | 2014-01-01 | 2014-12-31 | Constant | Hr 1: 0
MidriseApt_Apartment_OCC_SPEED | Occupancy |  | SmrDsn | 2014-01-01 | 2014-12-31 | Constant | bar: Hr 1
MidriseApt_Apartment_OCC_SPEED | Occupancy |  | Sun | 2014-01-01 | 2014-12-31 | Hourly | 1 | 1 | 1 | 1 | 1 | 1 | 1 | 0.85 | 0.39 | 0.25 | 0.25 | 0.25 | 0.25 | 0.25 | 0.25 | 0.25 | 0.3 | 0.52 | 0.87 | 0.87 | 0.87 | 1 | 1 | 1
MidriseApt_Apartment_OCC_SPEED | Occupancy |  | Sat | 2014-01-01 | 2014-12-31 | Hourly | 1 | 1 | 1 | 1 | 1 | 1 | 1 | 0.85 | 0.39 | 0.25 | 0.25 | 0.25 | 0.25 | 0.25 | 0.25 | 0.25 | 0.3 | 0.52 | 0.87 | 0.87 | 0.87 | 1 | 1 | 1
MidriseApt_Apartment_OCC_SPEED | Occupancy |  | Wkdy ¦ Default | 2014-01-01 | 2014-12-31 | Hourly | 1 | 1 | 1 | 1 | 1 | 1 | 1 | 0.85 | 0.39 | 0.25 | 0.25 | 0.25 | 0.25 | 0.25 | 0.25 | 0.25 | 0.3 | 0.52 | 0.87 | 0.87 | 0.87 | 1 | 1 | 1
MidriseApt_Apartment_LIGHT_2007_SPEED | Lighting |  | WntrDsn | 2014-01-01 | 2014-12-31 | Constant | Hr 1: 0
MidriseApt_Apartment_LIGHT_2007_SPEED | Lighting |  | SmrDsn | 2014-01-01 | 2014-12-31 | Constant | bar: Hr 1
MidriseApt_Apartment_LIGHT_2007_SPEED | Lighting |  | Sun | 2014-01-01 | 2014-12-31 | Hourly | 0.011316 | 0.011316 | 0.011316 | 0.011316 | 0.033948 | 0.073554 | 0.079212 | 0.073554 | 0.033948 | 0.022632 | 0.022632 | 0.022632 | 0.022632 | 0.022632 | 0.022632 | 0.039606 | 0.079212 | 0.11316 | 0.15277 | 0.18106 | 0.18106 | 0.12448 | 0.067896 | 0.02829
MidriseApt_Apartment_LIGHT_2007_SPEED | Lighting |  | Sat | 2014-01-01 | 2014-12-31 | Hourly | 0.011316 | 0.011316 | 0.011316 | 0.011316 | 0.033948 | 0.073554 | 0.079212 | 0.073554 | 0.033948 | 0.022632 | 0.022632 | 0.022632 | 0.022632 | 0.022632 | 0.022632 | 0.039606 | 0.079212 | 0.11316 | 0.15277 | 0.18106 | 0.18106 | 0.12448 | 0.067896 | 0.02829
MidriseApt_Apartment_LIGHT_2007_SPEED | Lighting |  | Wkdy ¦ Default | 2014-01-01 | 2014-12-31 | Hourly | 0.011316 | 0.011316 | 0.011316 | 0.011316 | 0.033948 | 0.073554 | 0.079212 | 0.073554 | 0.033948 | 0.022632 | 0.022632 | 0.022632 | 0.022632 | 0.022632 | 0.022632 | 0.039606 | 0.079212 | 0.11316 | 0.15277 | 0.18106 | 0.18106 | 0.12448 | 0.067896 | 0.02829
MidriseApt_Apartment_EQUIP_2007_SPEED | Equipment |  | WntrDsn | 2014-01-01 | 2014-12-31 | Constant | Hr 1: 0
MidriseApt_Apartment_EQUIP_2007_SPEED | Equipment |  | SmrDsn | 2014-01-01 | 2014-12-31 | Constant | bar: Hr 1
MidriseApt_Apartment_EQUIP_2007_SPEED | Equipment |  | Sun | 2014-01-01 | 2014-12-31 | Hourly | 0.45 | 0.41 | 0.39 | 0.38 | 0.38 | 0.43 | 0.54 | 0.65 | 0.66 | 0.67 | 0.69 | 0.7 | 0.69 | 0.66 | 0.65 | 0.68 | 0.8 | 1 | 1 | 0.93 | 0.89 | 0.85 | 0.71 | 0.58
MidriseApt_Apartment_EQUIP_2007_SPEED | Equipment |  | Sat | 2014-01-01 | 2014-12-31 | Hourly | 0.45 | 0.41 | 0.39 | 0.38 | 0.38 | 0.43 | 0.54 | 0.65 | 0.66 | 0.67 | 0.69 | 0.7 | 0.69 | 0.66 | 0.65 | 0.68 | 0.8 | 1 | 1 | 0.93 | 0.89 | 0.85 | 0.71 | 0.58
MidriseApt_Apartment_EQUIP_2007_SPEED | Equipment |  | Wkdy ¦ Default | 2014-01-01 | 2014-12-31 | Hourly | 0.45 | 0.41 | 0.39 | 0.38 | 0.38 | 0.43 | 0.54 | 0.65 | 0.66 | 0.67 | 0.69 | 0.7 | 0.69 | 0.66 | 0.65 | 0.68 | 0.8 | 1 | 1 | 0.93 | 0.89 | 0.85 | 0.71 | 0.58
MidriseApt_Apartment_LIGHT_2010_SPEED | Lighting |  | WntrDsn | 2014-01-01 | 2014-12-31 | Constant | Hr 1: 0
MidriseApt_Apartment_LIGHT_2010_SPEED | Lighting |  | SmrDsn | 2014-01-01 | 2014-12-31 | Constant | bar: Hr 1
MidriseApt_Apartment_LIGHT_2010_SPEED | Lighting |  | Sun | 2014-01-01 | 2014-12-31 | Hourly | 0.011316 | 0.011316 | 0.011316 | 0.011316 | 0.033948 | 0.073554 | 0.079212 | 0.073554 | 0.033948 | 0.022632 | 0.022632 | 0.022632 | 0.022632 | 0.022632 | 0.022632 | 0.039606 | 0.079212 | 0.11316 | 0.15277 | 0.18106 | 0.18106 | 0.12448 | 0.067896 | 0.02829
MidriseApt_Apartment_LIGHT_2010_SPEED | Lighting |  | Sat | 2014-01-01 | 2014-12-31 | Hourly | 0.011316 | 0.011316 | 0.011316 | 0.011316 | 0.033948 | 0.073554 | 0.079212 | 0.073554 | 0.033948 | 0.022632 | 0.022632 | 0.022632 | 0.022632 | 0.022632 | 0.022632 | 0.039606 | 0.079212 | 0.11316 | 0.15277 | 0.18106 | 0.18106 | 0.12448 | 0.067896 | 0.02829
MidriseApt_Apartment_LIGHT_2010_SPEED | Lighting |  | Wkdy ¦ Default | 2014-01-01 | 2014-12-31 | Hourly | 0.011316 | 0.011316 | 0.011316 | 0.011316 | 0.033948 | 0.073554 | 0.079212 | 0.073554 | 0.033948 | 0.022632 | 0.022632 | 0.022632 | 0.022632 | 0.022632 | 0.022632 | 0.039606 | 0.079212 | 0.11316 | 0.15277 | 0.18106 | 0.18106 | 0.12448 | 0.067896 | 0.02829
MidriseApt_Apartment_EQUIP_2010_SPEED | Equipment |  | WntrDsn | 2014-01-01 | 2014-12-31 | Constant | Hr 1: 0
MidriseApt_Apartment_EQUIP_2010_SPEED | Equipment |  | SmrDsn | 2014-01-01 | 2014-12-31 | Constant | bar: Hr 1
MidriseApt_Apartment_EQUIP_2010_SPEED | Equipment |  | Sun | 2014-01-01 | 2014-12-31 | Hourly | 0.45 | 0.41 | 0.39 | 0.38 | 0.38 | 0.43 | 0.54 | 0.65 | 0.66 | 0.67 | 0.69 | 0.7 | 0.69 | 0.66 | 0.65 | 0.68 | 0.8 | 1 | 1 | 0.93 | 0.89 | 0.85 | 0.71 | 0.58
MidriseApt_Apartment_EQUIP_2010_SPEED | Equipment |  | Sat | 2014-01-01 | 2014-12-31 | Hourly | 0.45 | 0.41 | 0.39 | 0.38 | 0.38 | 0.43 | 0.54 | 0.65 | 0.66 | 0.67 | 0.69 | 0.7 | 0.69 | 0.66 | 0.65 | 0.68 | 0.8 | 1 | 1 | 0.93 | 0.89 | 0.85 | 0.71 | 0.58
MidriseApt_Apartment_EQUIP_2010_SPEED | Equipment |  | Wkdy ¦ Default | 2014-01-01 | 2014-12-31 | Hourly | 0.45 | 0.41 | 0.39 | 0.38 | 0.38 | 0.43 | 0.54 | 0.65 | 0.66 | 0.67 | 0.69 | 0.7 | 0.69 | 0.66 | 0.65 | 0.68 | 0.8 | 1 | 1 | 0.93 | 0.89 | 0.85 | 0.71 | 0.58
MidriseApt_Apartment_LIGHT_2013_SPEED | Lighting |  | WntrDsn | 2014-01-01 | 2014-12-31 | Constant | Hr 1: 0
MidriseApt_Apartment_LIGHT_2013_SPEED | Lighting |  | SmrDsn | 2014-01-01 | 2014-12-31 | Constant | bar: Hr 1
MidriseApt_Apartment_LIGHT_2013_SPEED | Lighting |  | Sun | 2014-01-01 | 2014-12-31 | Hourly | 0.011316 | 0.011316 | 0.011316 | 0.011316 | 0.033948 | 0.073554 | 0.079212 | 0.073554 | 0.033948 | 0.022632 | 0.022632 | 0.022632 | 0.022632 | 0.022632 | 0.022632 | 0.039606 | 0.079212 | 0.11316 | 0.15277 | 0.18106 | 0.18106 | 0.12448 | 0.067896 | 0.02829
MidriseApt_Apartment_LIGHT_2013_SPEED | Lighting |  | Sat | 2014-01-01 | 2014-12-31 | Hourly | 0.011316 | 0.011316 | 0.011316 | 0.011316 | 0.033948 | 0.073554 | 0.079212 | 0.073554 | 0.033948 | 0.022632 | 0.022632 | 0.022632 | 0.022632 | 0.022632 | 0.022632 | 0.039606 | 0.079212 | 0.11316 | 0.15277 | 0.18106 | 0.18106 | 0.12448 | 0.067896 | 0.02829
MidriseApt_Apartment_LIGHT_2013_SPEED | Lighting |  | Wkdy ¦ Default | 2014-01-01 | 2014-12-31 | Hourly | 0.011316 | 0.011316 | 0.011316 | 0.011316 | 0.033948 | 0.073554 | 0.079212 | 0.073554 | 0.033948 | 0.022632 | 0.022632 | 0.022632 | 0.022632 | 0.022632 | 0.022632 | 0.039606 | 0.079212 | 0.11316 | 0.15277 | 0.18106 | 0.18106 | 0.12448 | 0.067896 | 0.02829
MidriseApt_Apartment_EQUIP_2013_SPEED | Equipment |  | WntrDsn | 2014-01-01 | 2014-12-31 | Constant | Hr 1: 0
MidriseApt_Apartment_EQUIP_2013_SPEED | Equipment |  | SmrDsn | 2014-01-01 | 2014-12-31 | Constant | bar: Hr 1
MidriseApt_Apartment_EQUIP_2013_SPEED | Equipment |  | Sun | 2014-01-01 | 2014-12-31 | Hourly | 0.45 | 0.41 | 0.39 | 0.38 | 0.38 | 0.43 | 0.54 | 0.65 | 0.66 | 0.67 | 0.69 | 0.7 | 0.69 | 0.66 | 0.65 | 0.68 | 0.8 | 1 | 1 | 0.93 | 0.89 | 0.85 | 0.71 | 0.58
MidriseApt_Apartment_EQUIP_2013_SPEED | Equipment |  | Sat | 2014-01-01 | 2014-12-31 | Hourly | 0.45 | 0.41 | 0.39 | 0.38 | 0.38 | 0.43 | 0.54 | 0.65 | 0.66 | 0.67 | 0.69 | 0.7 | 0.69 | 0.66 | 0.65 | 0.68 | 0.8 | 1 | 1 | 0.93 | 0.89 | 0.85 | 0.71 | 0.58
MidriseApt_Apartment_EQUIP_2013_SPEED | Equipment |  | Wkdy ¦ Default | 2014-01-01 | 2014-12-31 | Hourly | 0.45 | 0.41 | 0.39 | 0.38 | 0.38 | 0.43 | 0.54 | 0.65 | 0.66 | 0.67 | 0.69 | 0.7 | 0.69 | 0.66 | 0.65 | 0.68 | 0.8 | 1 | 1 | 0.93 | 0.89 | 0.85 | 0.71 | 0.58
MidriseApt_Apartment_INFIL_SPEED | Infiltration |  | WntrDsn | 2014-01-01 | 2014-12-31 | Constant | bar: Hr 1
MidriseApt_Apartment_INFIL_SPEED | Infiltration |  | SmrDsn | 2014-01-01 | 2014-12-31 | Constant | bar: Hr 1
MidriseApt_Apartment_INFIL_SPEED | Infiltration |  | Sun | 2014-01-01 | 2014-12-31 | Constant | bar: Hr 1
MidriseApt_Apartment_INFIL_SPEED | Infiltration |  | Sat | 2014-01-01 | 2014-12-31 | Constant | bar: Hr 1
MidriseApt_Apartment_INFIL_SPEED | Infiltration |  | Wkdy ¦ Default | 2014-01-01 | 2014-12-31 | Constant | bar: Hr 1
MidriseApt_Apartment_ACTIVITY_SPEED | Activity | W | WntrDsn | 2014-01-01 | 2014-12-31 | Constant | Hr 1: 95
MidriseApt_Apartment_ACTIVITY_SPEED | Activity | W | SmrDsn | 2014-01-01 | 2014-12-31 | Constant | Hr 1: 95
MidriseApt_Apartment_ACTIVITY_SPEED | Activity | W | Sun | 2014-01-01 | 2014-12-31 | Constant | Hr 1: 95
MidriseApt_Apartment_ACTIVITY_SPEED | Activity | W | Sat | 2014-01-01 | 2014-12-31 | Constant | Hr 1: 95
MidriseApt_Apartment_ACTIVITY_SPEED | Activity | W | Wkdy ¦ Default | 2014-01-01 | 2014-12-31 | Constant | Hr 1: 95
MidriseApt_Apartment_OA_SPEED | OA Air |  | WntrDsn | 2014-01-01 | 2014-12-31 | Constant | bar: Hr 1
MidriseApt_Apartment_OA_SPEED | OA Air |  | SmrDsn | 2014-01-01 | 2014-12-31 | Constant | bar: Hr 1
MidriseApt_Apartment_OA_SPEED | OA Air |  | Sun | 2014-01-01 | 2014-12-31 | Constant | bar: Hr 1
MidriseApt_Apartment_OA_SPEED | OA Air |  | Sat | 2014-01-01 | 2014-12-31 | Constant | bar: Hr 1
MidriseApt_Apartment_OA_SPEED | OA Air |  | Wkdy ¦ Default | 2014-01-01 | 2014-12-31 | Constant | bar: Hr 1
MidriseApt_Corridor_CLGSETP_SPEED | Thermostat Setpoint | C | WntrDsn | 2014-01-01 | 2014-12-31 | Constant | Hr 1: 23.9
MidriseApt_Corridor_CLGSETP_SPEED | Thermostat Setpoint | C | SmrDsn | 2014-01-01 | 2014-12-31 | Constant | Hr 1: 23.9
MidriseApt_Corridor_CLGSETP_SPEED | Thermostat Setpoint | C | Sun | 2014-01-01 | 2014-12-31 | Constant | Hr 1: 23.9
MidriseApt_Corridor_CLGSETP_SPEED | Thermostat Setpoint | C | Sat | 2014-01-01 | 2014-12-31 | Constant | Hr 1: 23.9
MidriseApt_Corridor_CLGSETP_SPEED | Thermostat Setpoint | C | Wkdy ¦ Default | 2014-01-01 | 2014-12-31 | Constant | Hr 1: 23.9
MidriseApt_Corridor_HTGSETP_SPEED | Thermostat Setpoint | C | WntrDsn | 2014-01-01 | 2014-12-31 | Constant | Hr 1: 21.1
MidriseApt_Corridor_HTGSETP_SPEED | Thermostat Setpoint | C | SmrDsn | 2014-01-01 | 2014-12-31 | Constant | Hr 1: 21.1
MidriseApt_Corridor_HTGSETP_SPEED | Thermostat Setpoint | C | Sun | 2014-01-01 | 2014-12-31 | Constant | Hr 1: 21.1
MidriseApt_Corridor_HTGSETP_SPEED | Thermostat Setpoint | C | Sat | 2014-01-01 | 2014-12-31 | Constant | Hr 1: 21.1
MidriseApt_Corridor_HTGSETP_SPEED | Thermostat Setpoint | C | Wkdy ¦ Default | 2014-01-01 | 2014-12-31 | Constant | Hr 1: 21.1
MidriseApt_Corridor_OCC_SPEED | Occupancy |  | WntrDsn | 2014-01-01 | 2014-12-31 | Constant | Hr 1: 0
MidriseApt_Corridor_OCC_SPEED | Occupancy |  | SmrDsn | 2014-01-01 | 2014-12-31 | Constant | bar: Hr 1
MidriseApt_Corridor_OCC_SPEED | Occupancy |  | Sun | 2014-01-01 | 2014-12-31 | Constant | Hr 1: 0
MidriseApt_Corridor_OCC_SPEED | Occupancy |  | Sat | 2014-01-01 | 2014-12-31 | Constant | Hr 1: 0
MidriseApt_Corridor_OCC_SPEED | Occupancy |  | Wkdy ¦ Default | 2014-01-01 | 2014-12-31 | Constant | Hr 1: 0
MidriseApt_Corridor_LIGHT_2007_SPEED | Lighting |  | WntrDsn | 2014-01-01 | 2014-12-31 | Constant | Hr 1: 0
MidriseApt_Corridor_LIGHT_2007_SPEED | Lighting |  | SmrDsn | 2014-01-01 | 2014-12-31 | Constant | bar: Hr 1
MidriseApt_Corridor_LIGHT_2007_SPEED | Lighting |  | Sun | 2014-01-01 | 2014-12-31 | Constant | bar: Hr 1
MidriseApt_Corridor_LIGHT_2007_SPEED | Lighting |  | Sat | 2014-01-01 | 2014-12-31 | Constant | bar: Hr 1
MidriseApt_Corridor_LIGHT_2007_SPEED | Lighting |  | Wkdy ¦ Default | 2014-01-01 | 2014-12-31 | Constant | bar: Hr 1
MidriseApt_Corridor_EQUIP_2007_SPEED | Equipment |  | WntrDsn | 2014-01-01 | 2014-12-31 | Constant | Hr 1: 0
MidriseApt_Corridor_EQUIP_2007_SPEED | Equipment |  | SmrDsn | 2014-01-01 | 2014-12-31 | Constant | bar: Hr 1
MidriseApt_Corridor_EQUIP_2007_SPEED | Equipment |  | Sun | 2014-01-01 | 2014-12-31 | Hourly | 0.05 | 0.05 | 0.05 | 0.05 | 0.1 | 0.2 | 0.4 | 0.5 | 0.5 | 0.35 | 0.15 | 0.15 | 0.15 | 0.15 | 0.15 | 0.15 | 0.35 | 0.5 | 0.5 | 0.4 | 0.4 | 0.3 | 0.2 | 0.1
MidriseApt_Corridor_EQUIP_2007_SPEED | Equipment |  | Sat | 2014-01-01 | 2014-12-31 | Hourly | 0.05 | 0.05 | 0.05 | 0.05 | 0.1 | 0.2 | 0.4 | 0.5 | 0.5 | 0.35 | 0.15 | 0.15 | 0.15 | 0.15 | 0.15 | 0.15 | 0.35 | 0.5 | 0.5 | 0.4 | 0.4 | 0.3 | 0.2 | 0.1
MidriseApt_Corridor_EQUIP_2007_SPEED | Equipment |  | Wkdy ¦ Default | 2014-01-01 | 2014-12-31 | Hourly | 0.05 | 0.05 | 0.05 | 0.05 | 0.1 | 0.2 | 0.4 | 0.5 | 0.5 | 0.35 | 0.15 | 0.15 | 0.15 | 0.15 | 0.15 | 0.15 | 0.35 | 0.5 | 0.5 | 0.4 | 0.4 | 0.3 | 0.2 | 0.1
MidriseApt_Corridor_LIGHT_2010_SPEED | Lighting |  | WntrDsn | 2014-01-01 | 2014-12-31 | Constant | Hr 1: 0
MidriseApt_Corridor_LIGHT_2010_SPEED | Lighting |  | SmrDsn | 2014-01-01 | 2014-12-31 | Constant | bar: Hr 1
MidriseApt_Corridor_LIGHT_2010_SPEED | Lighting |  | Sun | 2014-01-01 | 2014-12-31 | Constant | Hr 1: 0.8176
MidriseApt_Corridor_LIGHT_2010_SPEED | Lighting |  | Sat | 2014-01-01 | 2014-12-31 | Constant | Hr 1: 0.8176
MidriseApt_Corridor_LIGHT_2010_SPEED | Lighting |  | Wkdy ¦ Default | 2014-01-01 | 2014-12-31 | Constant | Hr 1: 0.8176
MidriseApt_Corridor_EQUIP_2010_SPEED | Equipment |  | WntrDsn | 2014-01-01 | 2014-12-31 | Constant | Hr 1: 0
MidriseApt_Corridor_EQUIP_2010_SPEED | Equipment |  | SmrDsn | 2014-01-01 | 2014-12-31 | Constant | bar: Hr 1
MidriseApt_Corridor_EQUIP_2010_SPEED | Equipment |  | Sun | 2014-01-01 | 2014-12-31 | Hourly | 0.05 | 0.05 | 0.05 | 0.05 | 0.1 | 0.2 | 0.4 | 0.5 | 0.5 | 0.35 | 0.15 | 0.15 | 0.15 | 0.15 | 0.15 | 0.15 | 0.35 | 0.5 | 0.5 | 0.4 | 0.4 | 0.3 | 0.2 | 0.1
MidriseApt_Corridor_EQUIP_2010_SPEED | Equipment |  | Sat | 2014-01-01 | 2014-12-31 | Hourly | 0.05 | 0.05 | 0.05 | 0.05 | 0.1 | 0.2 | 0.4 | 0.5 | 0.5 | 0.35 | 0.15 | 0.15 | 0.15 | 0.15 | 0.15 | 0.15 | 0.35 | 0.5 | 0.5 | 0.4 | 0.4 | 0.3 | 0.2 | 0.1
MidriseApt_Corridor_EQUIP_2010_SPEED | Equipment |  | Wkdy ¦ Default | 2014-01-01 | 2014-12-31 | Hourly | 0.05 | 0.05 | 0.05 | 0.05 | 0.1 | 0.2 | 0.4 | 0.5 | 0.5 | 0.35 | 0.15 | 0.15 | 0.15 | 0.15 | 0.15 | 0.15 | 0.35 | 0.5 | 0.5 | 0.4 | 0.4 | 0.3 | 0.2 | 0.1
MidriseApt_Corridor_LIGHT_2013_SPEED | Lighting |  | WntrDsn | 2014-01-01 | 2014-12-31 | Constant | Hr 1: 0
MidriseApt_Corridor_LIGHT_2013_SPEED | Lighting |  | SmrDsn | 2014-01-01 | 2014-12-31 | Constant | bar: Hr 1
MidriseApt_Corridor_LIGHT_2013_SPEED | Lighting |  | Sun | 2014-01-01 | 2014-12-31 | Constant | Hr 1: 0.53144
MidriseApt_Corridor_LIGHT_2013_SPEED | Lighting |  | Sat | 2014-01-01 | 2014-12-31 | Constant | Hr 1: 0.53144
MidriseApt_Corridor_LIGHT_2013_SPEED | Lighting |  | Wkdy ¦ Default | 2014-01-01 | 2014-12-31 | Constant | Hr 1: 0.53144
MidriseApt_Corridor_EQUIP_2013_SPEED | Equipment |  | WntrDsn | 2014-01-01 | 2014-12-31 | Constant | Hr 1: 0
MidriseApt_Corridor_EQUIP_2013_SPEED | Equipment |  | SmrDsn | 2014-01-01 | 2014-12-31 | Constant | bar: Hr 1
MidriseApt_Corridor_EQUIP_2013_SPEED | Equipment |  | Sun | 2014-01-01 | 2014-12-31 | Hourly | 0.05 | 0.05 | 0.05 | 0.05 | 0.1 | 0.2 | 0.4 | 0.5 | 0.5 | 0.35 | 0.15 | 0.15 | 0.15 | 0.15 | 0.15 | 0.15 | 0.35 | 0.5 | 0.5 | 0.4 | 0.4 | 0.3 | 0.2 | 0.1
MidriseApt_Corridor_EQUIP_2013_SPEED | Equipment |  | Sat | 2014-01-01 | 2014-12-31 | Hourly | 0.05 | 0.05 | 0.05 | 0.05 | 0.1 | 0.2 | 0.4 | 0.5 | 0.5 | 0.35 | 0.15 | 0.15 | 0.15 | 0.15 | 0.15 | 0.15 | 0.35 | 0.5 | 0.5 | 0.4 | 0.4 | 0.3 | 0.2 | 0.1
MidriseApt_Corridor_EQUIP_2013_SPEED | Equipment |  | Wkdy ¦ Default | 2014-01-01 | 2014-12-31 | Hourly | 0.05 | 0.05 | 0.05 | 0.05 | 0.1 | 0.2 | 0.4 | 0.5 | 0.5 | 0.35 | 0.15 | 0.15 | 0.15 | 0.15 | 0.15 | 0.15 | 0.35 | 0.5 | 0.5 | 0.4 | 0.4 | 0.3 | 0.2 | 0.1
MidriseApt_Corridor_INFIL_SPEED | Infiltration |  | WntrDsn | 2014-01-01 | 2014-12-31 | Constant | bar: Hr 1
MidriseApt_Corridor_INFIL_SPEED | Infiltration |  | SmrDsn | 2014-01-01 | 2014-12-31 | Constant | bar: Hr 1
MidriseApt_Corridor_INFIL_SPEED | Infiltration |  | Sun | 2014-01-01 | 2014-12-31 | Constant | bar: Hr 1
MidriseApt_Corridor_INFIL_SPEED | Infiltration |  | Sat | 2014-01-01 | 2014-12-31 | Constant | bar: Hr 1
MidriseApt_Corridor_INFIL_SPEED | Infiltration |  | Wkdy ¦ Default | 2014-01-01 | 2014-12-31 | Constant | bar: Hr 1
MidriseApt_Corridor_ACTIVITY_SPEED | Activity | W | WntrDsn | 2014-01-01 | 2014-12-31 | Constant | Hr 1: 95
MidriseApt_Corridor_ACTIVITY_SPEED | Activity | W | SmrDsn | 2014-01-01 | 2014-12-31 | Constant | Hr 1: 95
MidriseApt_Corridor_ACTIVITY_SPEED | Activity | W | Sun | 2014-01-01 | 2014-12-31 | Constant | Hr 1: 95
MidriseApt_Corridor_ACTIVITY_SPEED | Activity | W | Sat | 2014-01-01 | 2014-12-31 | Constant | Hr 1: 95
MidriseApt_Corridor_ACTIVITY_SPEED | Activity | W | Wkdy ¦ Default | 2014-01-01 | 2014-12-31 | Constant | Hr 1: 95
MidriseApt_Corridor_OA_SPEED | OA Air |  | WntrDsn | 2014-01-01 | 2014-12-31 | Constant | bar: Hr 1
MidriseApt_Corridor_OA_SPEED | OA Air |  | SmrDsn | 2014-01-01 | 2014-12-31 | Constant | bar: Hr 1
MidriseApt_Corridor_OA_SPEED | OA Air |  | Sun | 2014-01-01 | 2014-12-31 | Constant | Hr 1: 0
MidriseApt_Corridor_OA_SPEED | OA Air |  | Sat | 2014-01-01 | 2014-12-31 | Constant | Hr 1: 0
MidriseApt_Corridor_OA_SPEED | OA Air |  | Wkdy ¦ Default | 2014-01-01 | 2014-12-31 | Constant | Hr 1: 0
Retail_Retail_CLGSETP_SPEED | Thermostat Setpoint | C | WntrDsn | 2014-01-01 | 2014-12-31 | Constant | Hr 1: 23.9
Retail_Retail_CLGSETP_SPEED | Thermostat Setpoint | C | SmrDsn | 2014-01-01 | 2014-12-31 | Constant | Hr 1: 23.9
Retail_Retail_CLGSETP_SPEED | Thermostat Setpoint | C | Sun | 2014-01-01 | 2014-12-31 | Hourly | 25.6 | 25.6 | 25.6 | 25.6 | 25.6 | 25.6 | 25.6 | 25.6 | 25.6 | 23.9 | 23.9 | 23.9 | 23.9 | 23.9 | 23.9 | 23.9 | 23.9 | 23.9 | 23.9 | 25.6 | 25.6 | 25.6 | 25.6 | 25.6
Retail_Retail_CLGSETP_SPEED | Thermostat Setpoint | C | Sat | 2014-01-01 | 2014-12-31 | Hourly | 25.6 | 25.6 | 25.6 | 25.6 | 25.6 | 25.6 | 25.6 | 23.9 | 23.9 | 23.9 | 23.9 | 23.9 | 23.9 | 23.9 | 23.9 | 23.9 | 23.9 | 23.9 | 23.9 | 23.9 | 23.9 | 23.9 | 25.6 | 25.6
Retail_Retail_CLGSETP_SPEED | Thermostat Setpoint | C | Wkdy ¦ Default | 2014-01-01 | 2014-12-31 | Hourly | 25.6 | 25.6 | 25.6 | 25.6 | 25.6 | 25.6 | 25.6 | 23.9 | 23.9 | 23.9 | 23.9 | 23.9 | 23.9 | 23.9 | 23.9 | 23.9 | 23.9 | 23.9 | 23.9 | 23.9 | 23.9 | 25.6 | 25.6 | 25.6
Retail_Retail_HTGSETP_SPEED | Thermostat Setpoint | C | WntrDsn | 2014-01-01 | 2014-12-31 | Constant | Hr 1: 21.1
Retail_Retail_HTGSETP_SPEED | Thermostat Setpoint | C | SmrDsn | 2014-01-01 | 2014-12-31 | Constant | Hr 1: 21.1
Retail_Retail_HTGSETP_SPEED | Thermostat Setpoint | C | Sun | 2014-01-01 | 2014-12-31 | Hourly | 19.4 | 19.4 | 19.4 | 19.4 | 19.4 | 19.4 | 19.4 | 19.4 | 19.4 | 21.1 | 21.1 | 21.1 | 21.1 | 21.1 | 21.1 | 21.1 | 21.1 | 21.1 | 21.1 | 19.4 | 19.4 | 19.4 | 19.4 | 19.4
Retail_Retail_HTGSETP_SPEED | Thermostat Setpoint | C | Sat | 2014-01-01 | 2014-12-31 | Hourly | 19.4 | 19.4 | 19.4 | 19.4 | 19.4 | 19.4 | 19.4 | 21.1 | 21.1 | 21.1 | 21.1 | 21.1 | 21.1 | 21.1 | 21.1 | 21.1 | 21.1 | 21.1 | 21.1 | 21.1 | 21.1 | 21.1 | 19.4 | 19.4
Retail_Retail_HTGSETP_SPEED | Thermostat Setpoint | C | Wkdy ¦ Default | 2014-01-01 | 2014-12-31 | Hourly | 19.4 | 19.4 | 19.4 | 19.4 | 19.4 | 19.4 | 19.4 | 21.1 | 21.1 | 21.1 | 21.1 | 21.1 | 21.1 | 21.1 | 21.1 | 21.1 | 21.1 | 21.1 | 21.1 | 21.1 | 21.1 | 19.4 | 19.4 | 19.4
Retail_Retail_OCC_SPEED | Occupancy |  | WntrDsn | 2014-01-01 | 2014-12-31 | Constant | Hr 1: 0
Retail_Retail_OCC_SPEED | Occupancy |  | SmrDsn | 2014-01-01 | 2014-12-31 | Constant | bar: Hr 1
Retail_Retail_OCC_SPEED | Occupancy |  | Sun | 2014-01-01 | 2014-12-31 | Hourly | 0 | 0 | 0 | 0 | 0 | 0 | 0 | 0 | 0 | 0.1 | 0.2 | 0.2 | 0.4 | 0.4 | 0.4 | 0.4 | 0.4 | 0.2 | 0.1 | 0 | 0 | 0 | 0 | 0
Retail_Retail_OCC_SPEED | Occupancy |  | Sat | 2014-01-01 | 2014-12-31 | Hourly | 0 | 0 | 0 | 0 | 0 | 0 | 0 | 0.1 | 0.2 | 0.5 | 0.6 | 0.8 | 0.8 | 0.8 | 0.8 | 0.8 | 0.8 | 0.6 | 0.2 | 0.2 | 0.2 | 0.1 | 0 | 0
Retail_Retail_OCC_SPEED | Occupancy |  | Wkdy ¦ Default | 2014-01-01 | 2014-12-31 | Hourly | 0 | 0 | 0 | 0 | 0 | 0 | 0 | 0.1 | 0.2 | 0.5 | 0.5 | 0.7 | 0.7 | 0.7 | 0.7 | 0.8 | 0.7 | 0.5 | 0.5 | 0.3 | 0.3 | 0 | 0 | 0
Retail_Retail_LIGHT_2007_SPEED | Lighting |  | WntrDsn | 2014-01-01 | 2014-12-31 | Constant | Hr 1: 0
Retail_Retail_LIGHT_2007_SPEED | Lighting |  | SmrDsn | 2014-01-01 | 2014-12-31 | Constant | bar: Hr 1
Retail_Retail_LIGHT_2007_SPEED | Lighting |  | Sun | 2014-01-01 | 2014-12-31 | Hourly | 0.05 | 0.05 | 0.05 | 0.05 | 0.05 | 0.05 | 0.05 | 0.05 | 0.05 | 0.1 | 0.4 | 0.4 | 0.6 | 0.6 | 0.6 | 0.6 | 0.6 | 0.4 | 0.2 | 0.05 | 0.05 | 0.05 | 0.05 | 0.05
Retail_Retail_LIGHT_2007_SPEED | Lighting |  | Sat | 2014-01-01 | 2014-12-31 | Hourly | 0.05 | 0.05 | 0.05 | 0.05 | 0.05 | 0.05 | 0.05 | 0.1 | 0.3 | 0.6 | 0.9 | 0.9 | 0.9 | 0.9 | 0.9 | 0.9 | 0.9 | 0.9 | 0.5 | 0.3 | 0.3 | 0.1 | 0.05 | 0.05
Retail_Retail_LIGHT_2007_SPEED | Lighting |  | Wkdy ¦ Default | 2014-01-01 | 2014-12-31 | Hourly | 0.05 | 0.05 | 0.05 | 0.05 | 0.05 | 0.05 | 0.05 | 0.2 | 0.4 | 0.9 | 0.9 | 0.9 | 0.9 | 0.9 | 0.9 | 0.9 | 0.9 | 0.9 | 0.5 | 0.5 | 0.5 | 0.2 | 0.05 | 0.05
Retail_Retail_EQUIP_2007_SPEED | Equipment |  | WntrDsn | 2014-01-01 | 2014-12-31 | Constant | Hr 1: 0
Retail_Retail_EQUIP_2007_SPEED | Equipment |  | SmrDsn | 2014-01-01 | 2014-12-31 | Constant | bar: Hr 1
Retail_Retail_EQUIP_2007_SPEED | Equipment |  | Sun | 2014-01-01 | 2014-12-31 | Hourly | 0.15 | 0.15 | 0.15 | 0.15 | 0.15 | 0.15 | 0.15 | 0.15 | 0.15 | 0.3 | 0.6 | 0.6 | 0.8 | 0.8 | 0.8 | 0.8 | 0.8 | 0.6 | 0.4 | 0.15 | 0.15 | 0.15 | 0.15 | 0.15
Retail_Retail_EQUIP_2007_SPEED | Equipment |  | Sat | 2014-01-01 | 2014-12-31 | Hourly | 0.15 | 0.15 | 0.15 | 0.15 | 0.15 | 0.15 | 0.15 | 0.3 | 0.5 | 0.8 | 0.9 | 0.9 | 0.9 | 0.9 | 0.9 | 0.9 | 0.9 | 0.9 | 0.7 | 0.5 | 0.5 | 0.3 | 0.15 | 0.15
Retail_Retail_EQUIP_2007_SPEED | Equipment |  | Wkdy ¦ Default | 2014-01-01 | 2014-12-31 | Hourly | 0.2 | 0.2 | 0.2 | 0.2 | 0.2 | 0.2 | 0.2 | 0.4 | 0.6 | 0.9 | 0.9 | 0.9 | 0.9 | 0.9 | 0.9 | 0.9 | 0.9 | 0.9 | 0.9 | 0.7 | 0.7 | 0.2 | 0.2 | 0.2
Retail_Retail_LIGHT_2010_SPEED | Lighting |  | WntrDsn | 2014-01-01 | 2014-12-31 | Constant | Hr 1: 0
Retail_Retail_LIGHT_2010_SPEED | Lighting |  | SmrDsn | 2014-01-01 | 2014-12-31 | Constant | bar: Hr 1
Retail_Retail_LIGHT_2010_SPEED | Lighting |  | Sun | 2014-01-01 | 2014-12-31 | Hourly | 0.05 | 0.05 | 0.05 | 0.05 | 0.05 | 0.05 | 0.05 | 0.05 | 0.05 | 0.1 | 0.4 | 0.4 | 0.6 | 0.6 | 0.6 | 0.6 | 0.6 | 0.4 | 0.2 | 0.05 | 0.05 | 0.05 | 0.05 | 0.05
Retail_Retail_LIGHT_2010_SPEED | Lighting |  | Sat | 2014-01-01 | 2014-12-31 | Hourly | 0.05 | 0.05 | 0.05 | 0.05 | 0.05 | 0.05 | 0.05 | 0.1 | 0.3 | 0.6 | 0.9 | 0.9 | 0.9 | 0.9 | 0.9 | 0.9 | 0.9 | 0.9 | 0.5 | 0.3 | 0.3 | 0.1 | 0.05 | 0.05
Retail_Retail_LIGHT_2010_SPEED | Lighting |  | Wkdy ¦ Default | 2014-01-01 | 2014-12-31 | Hourly | 0.05 | 0.05 | 0.05 | 0.05 | 0.05 | 0.05 | 0.05 | 0.2 | 0.4 | 0.9 | 0.9 | 0.9 | 0.9 | 0.9 | 0.9 | 0.9 | 0.9 | 0.9 | 0.5 | 0.5 | 0.5 | 0.2 | 0.05 | 0.05
Retail_Retail_EQUIP_2010_SPEED | Equipment |  | WntrDsn | 2014-01-01 | 2014-12-31 | Constant | Hr 1: 0
Retail_Retail_EQUIP_2010_SPEED | Equipment |  | SmrDsn | 2014-01-01 | 2014-12-31 | Constant | bar: Hr 1
Retail_Retail_EQUIP_2010_SPEED | Equipment |  | Sun | 2014-01-01 | 2014-12-31 | Hourly | 0.15 | 0.15 | 0.15 | 0.15 | 0.15 | 0.15 | 0.15 | 0.15 | 0.15 | 0.3 | 0.6 | 0.6 | 0.8 | 0.8 | 0.8 | 0.8 | 0.8 | 0.6 | 0.4 | 0.15 | 0.15 | 0.15 | 0.15 | 0.15
Retail_Retail_EQUIP_2010_SPEED | Equipment |  | Sat | 2014-01-01 | 2014-12-31 | Hourly | 0.15 | 0.15 | 0.15 | 0.15 | 0.15 | 0.15 | 0.15 | 0.3 | 0.5 | 0.8 | 0.9 | 0.9 | 0.9 | 0.9 | 0.9 | 0.9 | 0.9 | 0.9 | 0.7 | 0.5 | 0.5 | 0.3 | 0.15 | 0.15
Retail_Retail_EQUIP_2010_SPEED | Equipment |  | Wkdy ¦ Default | 2014-01-01 | 2014-12-31 | Hourly | 0.2 | 0.2 | 0.2 | 0.2 | 0.2 | 0.2 | 0.2 | 0.4 | 0.6 | 0.9 | 0.9 | 0.9 | 0.9 | 0.9 | 0.9 | 0.9 | 0.9 | 0.9 | 0.9 | 0.7 | 0.7 | 0.2 | 0.2 | 0.2
Retail_Retail_LIGHT_2013_SPEED | Lighting |  | WntrDsn | 2014-01-01 | 2014-12-31 | Constant | Hr 1: 0
Retail_Retail_LIGHT_2013_SPEED | Lighting |  | SmrDsn | 2014-01-01 | 2014-12-31 | Constant | bar: Hr 1
Retail_Retail_LIGHT_2013_SPEED | Lighting |  | Sun | 2014-01-01 | 2014-12-31 | Hourly | 0.05 | 0.05 | 0.05 | 0.05 | 0.05 | 0.05 | 0.05 | 0.05 | 0.05 | 0.1 | 0.4 | 0.4 | 0.6 | 0.6 | 0.6 | 0.6 | 0.6 | 0.4 | 0.2 | 0.05 | 0.05 | 0.05 | 0.05 | 0.05
Retail_Retail_LIGHT_2013_SPEED | Lighting |  | Sat | 2014-01-01 | 2014-12-31 | Hourly | 0.05 | 0.05 | 0.05 | 0.05 | 0.05 | 0.05 | 0.05 | 0.1 | 0.3 | 0.6 | 0.9 | 0.9 | 0.9 | 0.9 | 0.9 | 0.9 | 0.9 | 0.9 | 0.5 | 0.3 | 0.3 | 0.1 | 0.05 | 0.05
Retail_Retail_LIGHT_2013_SPEED | Lighting |  | Wkdy ¦ Default | 2014-01-01 | 2014-12-31 | Hourly | 0.05 | 0.05 | 0.05 | 0.05 | 0.05 | 0.05 | 0.05 | 0.2 | 0.4 | 0.9 | 0.9 | 0.9 | 0.9 | 0.9 | 0.9 | 0.9 | 0.9 | 0.9 | 0.5 | 0.5 | 0.5 | 0.2 | 0.05 | 0.05
Retail_Retail_EQUIP_2013_SPEED | Equipment |  | WntrDsn | 2014-01-01 | 2014-12-31 | Constant | Hr 1: 0
Retail_Retail_EQUIP_2013_SPEED | Equipment |  | SmrDsn | 2014-01-01 | 2014-12-31 | Constant | bar: Hr 1
Retail_Retail_EQUIP_2013_SPEED | Equipment |  | Sun | 2014-01-01 | 2014-12-31 | Hourly | 0.14803 | 0.14803 | 0.14803 | 0.14803 | 0.14803 | 0.14803 | 0.14803 | 0.14803 | 0.14803 | 0.29916 | 0.59832 | 0.59832 | 0.79776 | 0.79776 | 0.79776 | 0.79776 | 0.79776 | 0.59832 | 0.39888 | 0.14803 | 0.14803 | 0.14803 | 0.14803 | 0.14803
Retail_Retail_EQUIP_2013_SPEED | Equipment |  | Sat | 2014-01-01 | 2014-12-31 | Hourly | 0.14803 | 0.14803 | 0.14803 | 0.14803 | 0.14803 | 0.14803 | 0.14803 | 0.29916 | 0.4986 | 0.79776 | 0.89748 | 0.89748 | 0.89748 | 0.89748 | 0.89748 | 0.89748 | 0.89748 | 0.89748 | 0.69804 | 0.4986 | 0.4986 | 0.29916 | 0.14803 | 0.14803
Retail_Retail_EQUIP_2013_SPEED | Equipment |  | Wkdy ¦ Default | 2014-01-01 | 2014-12-31 | Hourly | 0.19737 | 0.19737 | 0.19737 | 0.19737 | 0.19737 | 0.19737 | 0.19737 | 0.39888 | 0.59832 | 0.89748 | 0.89748 | 0.89748 | 0.89748 | 0.89748 | 0.89748 | 0.89748 | 0.89748 | 0.89748 | 0.89748 | 0.69804 | 0.69804 | 0.19737 | 0.19737 | 0.19737
Retail_Retail_INFIL_SPEED | Infiltration |  | WntrDsn | 2014-01-01 | 2014-12-31 | Constant | bar: Hr 1
Retail_Retail_INFIL_SPEED | Infiltration |  | SmrDsn | 2014-01-01 | 2014-12-31 | Constant | bar: Hr 1
Retail_Retail_INFIL_SPEED | Infiltration |  | Sun | 2014-01-01 | 2014-12-31 | Hourly | 1 | 1 | 1 | 1 | 1 | 1 | 1 | 1 | 1 | 0.5 | 0.5 | 0.5 | 0.5 | 0.5 | 0.5 | 0.5 | 0.5 | 0.5 | 0.5 | 1 | 1 | 1 | 1 | 1
Retail_Retail_INFIL_SPEED | Infiltration |  | Sat | 2014-01-01 | 2014-12-31 | Hourly | 1 | 1 | 1 | 1 | 1 | 1 | 1 | 0.5 | 0.5 | 0.5 | 0.5 | 0.5 | 0.5 | 0.5 | 0.5 | 0.5 | 0.5 | 0.5 | 0.5 | 0.5 | 0.5 | 0.5 | 1 | 1
Retail_Retail_INFIL_SPEED | Infiltration |  | Wkdy ¦ Default | 2014-01-01 | 2014-12-31 | Hourly | 1 | 1 | 1 | 1 | 1 | 1 | 1 | 0.5 | 0.5 | 0.5 | 0.5 | 0.5 | 0.5 | 0.5 | 0.5 | 0.5 | 0.5 | 0.5 | 0.5 | 0.5 | 0.5 | 1 | 1 | 1
Retail_Retail_ACTIVITY_SPEED | Activity | W | WntrDsn | 2014-01-01 | 2014-12-31 | Constant | Hr 1: 120
Retail_Retail_ACTIVITY_SPEED | Activity | W | SmrDsn | 2014-01-01 | 2014-12-31 | Constant | Hr 1: 120
Retail_Retail_ACTIVITY_SPEED | Activity | W | Sun | 2014-01-01 | 2014-12-31 | Constant | Hr 1: 120
Retail_Retail_ACTIVITY_SPEED | Activity | W | Sat | 2014-01-01 | 2014-12-31 | Constant | Hr 1: 120
Retail_Retail_ACTIVITY_SPEED | Activity | W | Wkdy ¦ Default | 2014-01-01 | 2014-12-31 | Constant | Hr 1: 120
Retail_Retail_OA_SPEED | OA Air |  | WntrDsn | 2014-01-01 | 2014-12-31 | Constant | bar: Hr 1
Retail_Retail_OA_SPEED | OA Air |  | SmrDsn | 2014-01-01 | 2014-12-31 | Constant | bar: Hr 1
Retail_Retail_OA_SPEED | OA Air |  | Sun | 2014-01-01 | 2014-12-31 | Hourly | 0 | 0 | 0 | 0 | 0 | 0 | 0 | 0 | 0 | 1 | 1 | 1 | 1 | 1 | 1 | 1 | 1 | 1 | 1 | 0 | 0 | 0 | 0 | 0
Retail_Retail_OA_SPEED | OA Air |  | Sat | 2014-01-01 | 2014-12-31 | Hourly | 0 | 0 | 0 | 0 | 0 | 0 | 0 | 1 | 1 | 1 | 1 | 1 | 1 | 1 | 1 | 1 | 1 | 1 | 1 | 1 | 1 | 1 | 0 | 0
Retail_Retail_OA_SPEED | OA Air |  | Wkdy ¦ Default | 2014-01-01 | 2014-12-31 | Hourly | 0 | 0 | 0 | 0 | 0 | 0 | 0 | 1 | 1 | 1 | 1 | 1 | 1 | 1 | 1 | 1 | 1 | 1 | 1 | 1 | 1 | 0 | 0 | 0
Office_Corridor_Large_CLGSETP_SPEED | Thermostat Setpoint | C | WntrDsn | 2014-01-01 | 2014-12-31 | Constant | Hr 1: 23.9
Office_Corridor_Large_CLGSETP_SPEED | Thermostat Setpoint | C | SmrDsn | 2014-01-01 | 2014-12-31 | Constant | Hr 1: 23.9
Office_Corridor_Large_CLGSETP_SPEED | Thermostat Setpoint | C | Sun | 2014-01-01 | 2014-12-31 | Hourly | 25.6 | 25.6 | 25.6 | 25.6 | 25.6 | 25.6 | 25.6 | 25.6 | 25.6 | 25.6 | 25.6 | 25.6 | 25.6 | 25.6 | 25.6 | 25.6 | 25.6 | 25.6 | 25.6 | 25.6 | 25.6 | 25.6 | 25.6 | 25.6
Office_Corridor_Large_CLGSETP_SPEED | Thermostat Setpoint | C | Sat | 2014-01-01 | 2014-12-31 | Hourly | 25.6 | 25.6 | 25.6 | 25.6 | 25.6 | 25.6 | 23.9 | 23.9 | 23.9 | 23.9 | 23.9 | 23.9 | 23.9 | 23.9 | 23.9 | 23.9 | 23.9 | 25.6 | 25.6 | 25.6 | 25.6 | 25.6 | 25.6 | 25.6
Office_Corridor_Large_CLGSETP_SPEED | Thermostat Setpoint | C | Wkdy ¦ Default | 2014-01-01 | 2014-12-31 | Hourly | 25.6 | 25.6 | 25.6 | 25.6 | 25.6 | 25.6 | 23.9 | 23.9 | 23.9 | 23.9 | 23.9 | 23.9 | 23.9 | 23.9 | 23.9 | 23.9 | 23.9 | 23.9 | 23.9 | 23.9 | 23.9 | 23.9 | 25.6 | 25.6
Office_Corridor_Large_HTGSETP_SPEED | Thermostat Setpoint | C | WntrDsn | 2014-01-01 | 2014-12-31 | Constant | Hr 1: 21.1
Office_Corridor_Large_HTGSETP_SPEED | Thermostat Setpoint | C | SmrDsn | 2014-01-01 | 2014-12-31 | Constant | Hr 1: 21.1
Office_Corridor_Large_HTGSETP_SPEED | Thermostat Setpoint | C | Sun | 2014-01-01 | 2014-12-31 | Hourly | 19.4 | 19.4 | 19.4 | 19.4 | 19.4 | 19.4 | 19.4 | 19.4 | 19.4 | 19.4 | 19.4 | 19.4 | 19.4 | 19.4 | 19.4 | 19.4 | 19.4 | 19.4 | 19.4 | 19.4 | 19.4 | 19.4 | 19.4 | 19.4
Office_Corridor_Large_HTGSETP_SPEED | Thermostat Setpoint | C | Sat | 2014-01-01 | 2014-12-31 | Hourly | 19.4 | 19.4 | 19.4 | 19.4 | 19.4 | 19.4 | 21.1 | 21.1 | 21.1 | 21.1 | 21.1 | 21.1 | 21.1 | 21.1 | 21.1 | 21.1 | 21.1 | 19.4 | 19.4 | 19.4 | 19.4 | 19.4 | 19.4 | 19.4
Office_Corridor_Large_HTGSETP_SPEED | Thermostat Setpoint | C | Wkdy ¦ Default | 2014-01-01 | 2014-12-31 | Hourly | 19.4 | 19.4 | 19.4 | 19.4 | 19.4 | 19.4 | 21.1 | 21.1 | 21.1 | 21.1 | 21.1 | 21.1 | 21.1 | 21.1 | 21.1 | 21.1 | 21.1 | 21.1 | 21.1 | 21.1 | 21.1 | 21.1 | 19.4 | 19.4
Office_Corridor_Large_OCC_SPEED | Occupancy |  | WntrDsn | 2014-01-01 | 2014-12-31 | Constant | Hr 1: 0
Office_Corridor_Large_OCC_SPEED | Occupancy |  | SmrDsn | 2014-01-01 | 2014-12-31 | Constant | bar: Hr 1
Office_Corridor_Large_OCC_SPEED | Occupancy |  | Sun | 2014-01-01 | 2014-12-31 | Hourly | 0 | 0 | 0 | 0 | 0 | 0 | 0.05 | 0.05 | 0.05 | 0.05 | 0.05 | 0.05 | 0.05 | 0.05 | 0.05 | 0.05 | 0.05 | 0.05 | 0 | 0 | 0 | 0 | 0 | 0
Office_Corridor_Large_OCC_SPEED | Occupancy |  | Sat | 2014-01-01 | 2014-12-31 | Hourly | 0 | 0 | 0 | 0 | 0 | 0 | 0.1 | 0.1 | 0.3 | 0.3 | 0.3 | 0.3 | 0.1 | 0.1 | 0.1 | 0.1 | 0.1 | 0.05 | 0.05 | 0 | 0 | 0 | 0 | 0
Office_Corridor_Large_OCC_SPEED | Occupancy |  | Wkdy ¦ Default | 2014-01-01 | 2014-12-31 | Hourly | 0 | 0 | 0 | 0 | 0 | 0 | 0.1 | 0.2 | 0.95 | 0.95 | 0.95 | 0.95 | 0.5 | 0.95 | 0.95 | 0.95 | 0.95 | 0.3 | 0.1 | 0.1 | 0.1 | 0.1 | 0.05 | 0.05
Office_Corridor_Large_LIGHT_2007_SPEED | Lighting |  | WntrDsn | 2014-01-01 | 2014-12-31 | Constant | Hr 1: 0
Office_Corridor_Large_LIGHT_2007_SPEED | Lighting |  | SmrDsn | 2014-01-01 | 2014-12-31 | Constant | bar: Hr 1
Office_Corridor_Large_LIGHT_2007_SPEED | Lighting |  | Sun | 2014-01-01 | 2014-12-31 | Constant | Hr 1: 0.05
Office_Corridor_Large_LIGHT_2007_SPEED | Lighting |  | Sat | 2014-01-01 | 2014-12-31 | Hourly | 0.05 | 0.05 | 0.05 | 0.05 | 0.05 | 0.05 | 0.1 | 0.1 | 0.3 | 0.3 | 0.3 | 0.3 | 0.15 | 0.15 | 0.15 | 0.15 | 0.15 | 0.05 | 0.05 | 0.05 | 0.05 | 0.05 | 0.05 | 0.05
Office_Corridor_Large_LIGHT_2007_SPEED | Lighting |  | Wkdy ¦ Default | 2014-01-01 | 2014-12-31 | Hourly | 0.05 | 0.05 | 0.05 | 0.05 | 0.05 | 0.05 | 0.1 | 0.3 | 0.9 | 0.9 | 0.9 | 0.9 | 0.9 | 0.9 | 0.9 | 0.9 | 0.9 | 0.5 | 0.3 | 0.3 | 0.2 | 0.2 | 0.1 | 0.05
Office_Corridor_Large_EQUIP_2007_SPEED | Equipment |  | WntrDsn | 2014-01-01 | 2014-12-31 | Constant | Hr 1: 0
Office_Corridor_Large_EQUIP_2007_SPEED | Equipment |  | SmrDsn | 2014-01-01 | 2014-12-31 | Constant | bar: Hr 1
Office_Corridor_Large_EQUIP_2007_SPEED | Equipment |  | Sun | 2014-01-01 | 2014-12-31 | Constant | Hr 1: 0.3
Office_Corridor_Large_EQUIP_2007_SPEED | Equipment |  | Sat | 2014-01-01 | 2014-12-31 | Hourly | 0.3 | 0.3 | 0.3 | 0.3 | 0.3 | 0.3 | 0.4 | 0.4 | 0.5 | 0.5 | 0.5 | 0.5 | 0.35 | 0.35 | 0.35 | 0.35 | 0.35 | 0.3 | 0.3 | 0.3 | 0.3 | 0.3 | 0.3 | 0.3
Office_Corridor_Large_EQUIP_2007_SPEED | Equipment |  | Wkdy ¦ Default | 2014-01-01 | 2014-12-31 | Hourly | 0.4 | 0.4 | 0.4 | 0.4 | 0.4 | 0.4 | 0.4 | 0.4 | 0.9 | 0.9 | 0.9 | 0.9 | 0.8 | 0.9 | 0.9 | 0.9 | 0.9 | 0.5 | 0.4 | 0.4 | 0.4 | 0.4 | 0.4 | 0.4
Office_Corridor_Large_LIGHT_2010_SPEED | Lighting |  | WntrDsn | 2014-01-01 | 2014-12-31 | Constant | Hr 1: 0
Office_Corridor_Large_LIGHT_2010_SPEED | Lighting |  | SmrDsn | 2014-01-01 | 2014-12-31 | Constant | bar: Hr 1
Office_Corridor_Large_LIGHT_2010_SPEED | Lighting |  | Sun | 2014-01-01 | 2014-12-31 | Constant | Hr 1: 0.05
Office_Corridor_Large_LIGHT_2010_SPEED | Lighting |  | Sat | 2014-01-01 | 2014-12-31 | Hourly | 0.05 | 0.05 | 0.05 | 0.05 | 0.05 | 0.05 | 0.09238 | 0.09238 | 0.27714 | 0.27714 | 0.27714 | 0.27714 | 0.13857 | 0.13857 | 0.13857 | 0.13857 | 0.13857 | 0.04619 | 0.04619 | 0.05 | 0.05 | 0.05 | 0.05 | 0.05
Office_Corridor_Large_LIGHT_2010_SPEED | Lighting |  | Wkdy ¦ Default | 2014-01-01 | 2014-12-31 | Hourly | 0.05 | 0.05 | 0.05 | 0.05 | 0.05 | 0.1 | 0.09238 | 0.27714 | 0.83142 | 0.83142 | 0.83142 | 0.83142 | 0.83142 | 0.83142 | 0.83142 | 0.83142 | 0.83142 | 0.4619 | 0.27714 | 0.27714 | 0.18476 | 0.18476 | 0.09238 | 0.04619
Office_Corridor_Large_EQUIP_2010_SPEED | Equipment |  | WntrDsn | 2014-01-01 | 2014-12-31 | Constant | Hr 1: 0
Office_Corridor_Large_EQUIP_2010_SPEED | Equipment |  | SmrDsn | 2014-01-01 | 2014-12-31 | Constant | bar: Hr 1
Office_Corridor_Large_EQUIP_2010_SPEED | Equipment |  | Sun | 2014-01-01 | 2014-12-31 | Constant | Hr 1: 0.3
Office_Corridor_Large_EQUIP_2010_SPEED | Equipment |  | Sat | 2014-01-01 | 2014-12-31 | Hourly | 0.3 | 0.3 | 0.3 | 0.3 | 0.3 | 0.3 | 0.4 | 0.4 | 0.5 | 0.5 | 0.5 | 0.5 | 0.35 | 0.35 | 0.35 | 0.35 | 0.35 | 0.3 | 0.3 | 0.3 | 0.3 | 0.3 | 0.3 | 0.3
Office_Corridor_Large_EQUIP_2010_SPEED | Equipment |  | Wkdy ¦ Default | 2014-01-01 | 2014-12-31 | Hourly | 0.4 | 0.4 | 0.4 | 0.4 | 0.4 | 0.4 | 0.4 | 0.4 | 0.9 | 0.9 | 0.9 | 0.9 | 0.8 | 0.9 | 0.9 | 0.9 | 0.9 | 0.5 | 0.4 | 0.4 | 0.4 | 0.4 | 0.4 | 0.4
Office_Corridor_Large_LIGHT_2013_SPEED | Lighting |  | WntrDsn | 2014-01-01 | 2014-12-31 | Constant | Hr 1: 0
Office_Corridor_Large_LIGHT_2013_SPEED | Lighting |  | SmrDsn | 2014-01-01 | 2014-12-31 | Constant | bar: Hr 1
Office_Corridor_Large_LIGHT_2013_SPEED | Lighting |  | Sun | 2014-01-01 | 2014-12-31 | Hourly | 0.05 | 0.05 | 0.05 | 0.05 | 0.05 | 0.04528 | 0.04528 | 0.04528 | 0.04528 | 0.04528 | 0.04528 | 0.04528 | 0.04528 | 0.04528 | 0.04528 | 0.04528 | 0.04528 | 0.04528 | 0.05 | 0.05 | 0.05 | 0.05 | 0.05 | 0.05
Office_Corridor_Large_LIGHT_2013_SPEED | Lighting |  | Sat | 2014-01-01 | 2014-12-31 | Hourly | 0.05 | 0.05 | 0.05 | 0.05 | 0.05 | 0.05 | 0.09056 | 0.09056 | 0.27168 | 0.27168 | 0.27168 | 0.27168 | 0.13584 | 0.13584 | 0.13584 | 0.13584 | 0.13584 | 0.04528 | 0.04528 | 0.05 | 0.05 | 0.05 | 0.05 | 0.05
Office_Corridor_Large_LIGHT_2013_SPEED | Lighting |  | Wkdy ¦ Default | 2014-01-01 | 2014-12-31 | Hourly | 0.05 | 0.05 | 0.05 | 0.05 | 0.05 | 0.1 | 0.09056 | 0.27168 | 0.81504 | 0.81504 | 0.81504 | 0.81504 | 0.81504 | 0.81504 | 0.81504 | 0.81504 | 0.81504 | 0.4528 | 0.27168 | 0.27168 | 0.18112 | 0.18112 | 0.09056 | 0.04528
Office_Corridor_Large_EQUIP_2013_SPEED | Equipment |  | WntrDsn | 2014-01-01 | 2014-12-31 | Constant | Hr 1: 0
Office_Corridor_Large_EQUIP_2013_SPEED | Equipment |  | SmrDsn | 2014-01-01 | 2014-12-31 | Constant | bar: Hr 1
Office_Corridor_Large_EQUIP_2013_SPEED | Equipment |  | Sun | 2014-01-01 | 2014-12-31 | Hourly | 0.22108 | 0.22108 | 0.22108 | 0.22108 | 0.22108 | 0.22108 | 0.28474 | 0.28474 | 0.28474 | 0.28474 | 0.28474 | 0.28474 | 0.28474 | 0.28474 | 0.28474 | 0.28474 | 0.28474 | 0.28474 | 0.22108 | 0.22108 | 0.22108 | 0.22108 | 0.22108 | 0.22108
Office_Corridor_Large_EQUIP_2013_SPEED | Equipment |  | Sat | 2014-01-01 | 2014-12-31 | Hourly | 0.22108 | 0.22108 | 0.22108 | 0.22108 | 0.22108 | 0.22108 | 0.37966 | 0.37966 | 0.47457 | 0.47457 | 0.47457 | 0.47457 | 0.3322 | 0.3322 | 0.3322 | 0.3322 | 0.3322 | 0.28474 | 0.28474 | 0.22108 | 0.22108 | 0.22108 | 0.22108 | 0.22108
Office_Corridor_Large_EQUIP_2013_SPEED | Equipment |  | Wkdy ¦ Default | 2014-01-01 | 2014-12-31 | Hourly | 0.29478 | 0.29478 | 0.29478 | 0.29478 | 0.29478 | 0.29478 | 0.37966 | 0.37966 | 0.85423 | 0.85423 | 0.85423 | 0.85423 | 0.75931 | 0.85423 | 0.85423 | 0.85423 | 0.85423 | 0.47457 | 0.37966 | 0.37966 | 0.37966 | 0.37966 | 0.37966 | 0.37966
Office_Corridor_Large_INFIL_SPEED | Infiltration |  | WntrDsn | 2014-01-01 | 2014-12-31 | Constant | bar: Hr 1
Office_Corridor_Large_INFIL_SPEED | Infiltration |  | SmrDsn | 2014-01-01 | 2014-12-31 | Constant | bar: Hr 1
Office_Corridor_Large_INFIL_SPEED | Infiltration |  | Sun | 2014-01-01 | 2014-12-31 | Constant | bar: Hr 1
Office_Corridor_Large_INFIL_SPEED | Infiltration |  | Sat | 2014-01-01 | 2014-12-31 | Hourly | 1 | 1 | 1 | 1 | 1 | 1 | 0.5 | 0.5 | 0.5 | 0.5 | 0.5 | 0.5 | 0.5 | 0.5 | 0.5 | 0.5 | 0.5 | 0.5 | 1 | 1 | 1 | 1 | 1 | 1
Office_Corridor_Large_INFIL_SPEED | Infiltration |  | Wkdy ¦ Default | 2014-01-01 | 2014-12-31 | Hourly | 1 | 1 | 1 | 1 | 1 | 1 | 0.5 | 0.5 | 0.5 | 0.5 | 0.5 | 0.5 | 0.5 | 0.5 | 0.5 | 0.5 | 0.5 | 0.5 | 0.5 | 0.5 | 0.5 | 0.5 | 1 | 1
Office_Corridor_Large_ACTIVITY_SPEED | Activity | W | WntrDsn | 2014-01-01 | 2014-12-31 | Constant | Hr 1: 120
Office_Corridor_Large_ACTIVITY_SPEED | Activity | W | SmrDsn | 2014-01-01 | 2014-12-31 | Constant | Hr 1: 120
Office_Corridor_Large_ACTIVITY_SPEED | Activity | W | Sun | 2014-01-01 | 2014-12-31 | Constant | Hr 1: 120
Office_Corridor_Large_ACTIVITY_SPEED | Activity | W | Sat | 2014-01-01 | 2014-12-31 | Constant | Hr 1: 120
Office_Corridor_Large_ACTIVITY_SPEED | Activity | W | Wkdy ¦ Default | 2014-01-01 | 2014-12-31 | Constant | Hr 1: 120
Office_Corridor_Large_OA_SPEED | OA Air |  | WntrDsn | 2014-01-01 | 2014-12-31 | Constant | bar: Hr 1
Office_Corridor_Large_OA_SPEED | OA Air |  | SmrDsn | 2014-01-01 | 2014-12-31 | Constant | bar: Hr 1
Office_Corridor_Large_OA_SPEED | OA Air |  | Sun | 2014-01-01 | 2014-12-31 | Hourly | 0 | 0 | 0 | 0 | 0 | 0 | 0 | 0 | 0 | 0 | 0 | 0 | 0 | 0 | 0 | 0 | 0 | 0 | 0 | 0 | 0 | 0 | 0 | 0
Office_Corridor_Large_OA_SPEED | OA Air |  | Sat | 2014-01-01 | 2014-12-31 | Hourly | 0 | 0 | 0 | 0 | 0 | 0 | 1 | 1 | 1 | 1 | 1 | 1 | 1 | 1 | 1 | 1 | 1 | 0 | 0 | 0 | 0 | 0 | 0 | 0
Office_Corridor_Large_OA_SPEED | OA Air |  | Wkdy ¦ Default | 2014-01-01 | 2014-12-31 | Hourly | 0 | 0 | 0 | 0 | 0 | 0 | 1 | 1 | 1 | 1 | 1 | 1 | 1 | 1 | 1 | 1 | 1 | 1 | 1 | 1 | 1 | 1 | 0 | 0
Office_Corridor_Medium_CLGSETP_SPEED | Thermostat Setpoint | C | WntrDsn | 2014-01-01 | 2014-12-31 | Constant | Hr 1: 23.9
Office_Corridor_Medium_CLGSETP_SPEED | Thermostat Setpoint | C | SmrDsn | 2014-01-01 | 2014-12-31 | Constant | Hr 1: 23.9
Office_Corridor_Medium_CLGSETP_SPEED | Thermostat Setpoint | C | Sun | 2014-01-01 | 2014-12-31 | Hourly | 25.6 | 25.6 | 25.6 | 25.6 | 25.6 | 25.6 | 25.6 | 25.6 | 25.6 | 25.6 | 25.6 | 25.6 | 25.6 | 25.6 | 25.6 | 25.6 | 25.6 | 25.6 | 25.6 | 25.6 | 25.6 | 25.6 | 25.6 | 25.6
Office_Corridor_Medium_CLGSETP_SPEED | Thermostat Setpoint | C | Sat | 2014-01-01 | 2014-12-31 | Hourly | 25.6 | 25.6 | 25.6 | 25.6 | 25.6 | 25.6 | 23.9 | 23.9 | 23.9 | 23.9 | 23.9 | 23.9 | 23.9 | 23.9 | 23.9 | 23.9 | 23.9 | 25.6 | 25.6 | 25.6 | 25.6 | 25.6 | 25.6 | 25.6
Office_Corridor_Medium_CLGSETP_SPEED | Thermostat Setpoint | C | Wkdy ¦ Default | 2014-01-01 | 2014-12-31 | Hourly | 25.6 | 25.6 | 25.6 | 25.6 | 25.6 | 25.6 | 23.9 | 23.9 | 23.9 | 23.9 | 23.9 | 23.9 | 23.9 | 23.9 | 23.9 | 23.9 | 23.9 | 23.9 | 23.9 | 23.9 | 23.9 | 23.9 | 25.6 | 25.6
Office_Corridor_Medium_HTGSETP_SPEED | Thermostat Setpoint | C | WntrDsn | 2014-01-01 | 2014-12-31 | Constant | Hr 1: 21.1
Office_Corridor_Medium_HTGSETP_SPEED | Thermostat Setpoint | C | SmrDsn | 2014-01-01 | 2014-12-31 | Constant | Hr 1: 21.1
Office_Corridor_Medium_HTGSETP_SPEED | Thermostat Setpoint | C | Sun | 2014-01-01 | 2014-12-31 | Hourly | 19.4 | 19.4 | 19.4 | 19.4 | 19.4 | 19.4 | 19.4 | 19.4 | 19.4 | 19.4 | 19.4 | 19.4 | 19.4 | 19.4 | 19.4 | 19.4 | 19.4 | 19.4 | 19.4 | 19.4 | 19.4 | 19.4 | 19.4 | 19.4
Office_Corridor_Medium_HTGSETP_SPEED | Thermostat Setpoint | C | Sat | 2014-01-01 | 2014-12-31 | Hourly | 19.4 | 19.4 | 19.4 | 19.4 | 19.4 | 19.4 | 21.1 | 21.1 | 21.1 | 21.1 | 21.1 | 21.1 | 21.1 | 21.1 | 21.1 | 21.1 | 21.1 | 19.4 | 19.4 | 19.4 | 19.4 | 19.4 | 19.4 | 19.4
Office_Corridor_Medium_HTGSETP_SPEED | Thermostat Setpoint | C | Wkdy ¦ Default | 2014-01-01 | 2014-12-31 | Hourly | 19.4 | 19.4 | 19.4 | 19.4 | 19.4 | 19.4 | 21.1 | 21.1 | 21.1 | 21.1 | 21.1 | 21.1 | 21.1 | 21.1 | 21.1 | 21.1 | 21.1 | 21.1 | 21.1 | 21.1 | 21.1 | 21.1 | 19.4 | 19.4
Office_Corridor_Medium_OCC_SPEED | Occupancy |  | WntrDsn | 2014-01-01 | 2014-12-31 | Constant | Hr 1: 0
Office_Corridor_Medium_OCC_SPEED | Occupancy |  | SmrDsn | 2014-01-01 | 2014-12-31 | Constant | bar: Hr 1
Office_Corridor_Medium_OCC_SPEED | Occupancy |  | Sun | 2014-01-01 | 2014-12-31 | Hourly | 0 | 0 | 0 | 0 | 0 | 0 | 0.05 | 0.05 | 0.05 | 0.05 | 0.05 | 0.05 | 0.05 | 0.05 | 0.05 | 0.05 | 0.05 | 0.05 | 0 | 0 | 0 | 0 | 0 | 0
Office_Corridor_Medium_OCC_SPEED | Occupancy |  | Sat | 2014-01-01 | 2014-12-31 | Hourly | 0 | 0 | 0 | 0 | 0 | 0 | 0.1 | 0.1 | 0.3 | 0.3 | 0.3 | 0.3 | 0.1 | 0.1 | 0.1 | 0.1 | 0.1 | 0.05 | 0.05 | 0 | 0 | 0 | 0 | 0
Office_Corridor_Medium_OCC_SPEED | Occupancy |  | Wkdy ¦ Default | 2014-01-01 | 2014-12-31 | Hourly | 0 | 0 | 0 | 0 | 0 | 0 | 0.1 | 0.2 | 0.95 | 0.95 | 0.95 | 0.95 | 0.5 | 0.95 | 0.95 | 0.95 | 0.95 | 0.3 | 0.1 | 0.1 | 0.1 | 0.1 | 0.05 | 0.05
Office_Corridor_Medium_LIGHT_2007_SPEED | Lighting |  | WntrDsn | 2014-01-01 | 2014-12-31 | Constant | Hr 1: 0
Office_Corridor_Medium_LIGHT_2007_SPEED | Lighting |  | SmrDsn | 2014-01-01 | 2014-12-31 | Constant | bar: Hr 1
Office_Corridor_Medium_LIGHT_2007_SPEED | Lighting |  | Sun | 2014-01-01 | 2014-12-31 | Constant | Hr 1: 0.05
Office_Corridor_Medium_LIGHT_2007_SPEED | Lighting |  | Sat | 2014-01-01 | 2014-12-31 | Hourly | 0.05 | 0.05 | 0.05 | 0.05 | 0.05 | 0.05 | 0.1 | 0.1 | 0.3 | 0.3 | 0.3 | 0.3 | 0.15 | 0.15 | 0.15 | 0.15 | 0.15 | 0.05 | 0.05 | 0.05 | 0.05 | 0.05 | 0.05 | 0.05
Office_Corridor_Medium_LIGHT_2007_SPEED | Lighting |  | Wkdy ¦ Default | 2014-01-01 | 2014-12-31 | Hourly | 0.05 | 0.05 | 0.05 | 0.05 | 0.05 | 0.1 | 0.1 | 0.3 | 0.9 | 0.9 | 0.9 | 0.9 | 0.9 | 0.9 | 0.9 | 0.9 | 0.9 | 0.5 | 0.3 | 0.3 | 0.2 | 0.2 | 0.1 | 0.05
Office_Corridor_Medium_EQUIP_2007_SPEED | Equipment |  | WntrDsn | 2014-01-01 | 2014-12-31 | Constant | Hr 1: 0
Office_Corridor_Medium_EQUIP_2007_SPEED | Equipment |  | SmrDsn | 2014-01-01 | 2014-12-31 | Constant | bar: Hr 1
Office_Corridor_Medium_EQUIP_2007_SPEED | Equipment |  | Sun | 2014-01-01 | 2014-12-31 | Constant | Hr 1: 0.3
Office_Corridor_Medium_EQUIP_2007_SPEED | Equipment |  | Sat | 2014-01-01 | 2014-12-31 | Hourly | 0.3 | 0.3 | 0.3 | 0.3 | 0.3 | 0.3 | 0.4 | 0.4 | 0.5 | 0.5 | 0.5 | 0.5 | 0.35 | 0.35 | 0.35 | 0.35 | 0.35 | 0.3 | 0.3 | 0.3 | 0.3 | 0.3 | 0.3 | 0.3
Office_Corridor_Medium_EQUIP_2007_SPEED | Equipment |  | Wkdy ¦ Default | 2014-01-01 | 2014-12-31 | Hourly | 0.4 | 0.4 | 0.4 | 0.4 | 0.4 | 0.4 | 0.4 | 0.4 | 0.9 | 0.9 | 0.9 | 0.9 | 0.8 | 0.9 | 0.9 | 0.9 | 0.9 | 0.5 | 0.4 | 0.4 | 0.4 | 0.4 | 0.4 | 0.4
Office_Corridor_Medium_LIGHT_2010_SPEED | Lighting |  | WntrDsn | 2014-01-01 | 2014-12-31 | Constant | Hr 1: 0
Office_Corridor_Medium_LIGHT_2010_SPEED | Lighting |  | SmrDsn | 2014-01-01 | 2014-12-31 | Constant | bar: Hr 1
Office_Corridor_Medium_LIGHT_2010_SPEED | Lighting |  | Sun | 2014-01-01 | 2014-12-31 | Hourly | 0.05 | 0.05 | 0.05 | 0.05 | 0.05 | 0.05 | 0.0452 | 0.0452 | 0.0452 | 0.0452 | 0.0452 | 0.0452 | 0.0452 | 0.0452 | 0.0452 | 0.0452 | 0.0452 | 0.0452 | 0.05 | 0.05 | 0.05 | 0.05 | 0.05 | 0.05
Office_Corridor_Medium_LIGHT_2010_SPEED | Lighting |  | Sat | 2014-01-01 | 2014-12-31 | Hourly | 0.05 | 0.05 | 0.05 | 0.05 | 0.05 | 0.05 | 0.0904 | 0.0904 | 0.2712 | 0.2712 | 0.2712 | 0.2712 | 0.1356 | 0.1356 | 0.1356 | 0.1356 | 0.1356 | 0.0452 | 0.0452 | 0.05 | 0.05 | 0.05 | 0.05 | 0.05
Office_Corridor_Medium_LIGHT_2010_SPEED | Lighting |  | Wkdy ¦ Default | 2014-01-01 | 2014-12-31 | Hourly | 0.05 | 0.05 | 0.05 | 0.05 | 0.05 | 0.1 | 0.0904 | 0.2712 | 0.8136 | 0.8136 | 0.8136 | 0.8136 | 0.8136 | 0.8136 | 0.8136 | 0.8136 | 0.8136 | 0.452 | 0.2712 | 0.2712 | 0.1808 | 0.1808 | 0.0904 | 0.0452
Office_Corridor_Medium_EQUIP_2010_SPEED | Equipment |  | WntrDsn | 2014-01-01 | 2014-12-31 | Constant | Hr 1: 0
Office_Corridor_Medium_EQUIP_2010_SPEED | Equipment |  | SmrDsn | 2014-01-01 | 2014-12-31 | Constant | bar: Hr 1
Office_Corridor_Medium_EQUIP_2010_SPEED | Equipment |  | Sun | 2014-01-01 | 2014-12-31 | Hourly | 0.23814 | 0.23814 | 0.23814 | 0.23814 | 0.23814 | 0.23814 | 0.28811 | 0.28811 | 0.28811 | 0.28811 | 0.28811 | 0.28811 | 0.28811 | 0.28811 | 0.28811 | 0.28811 | 0.28811 | 0.28811 | 0.23814 | 0.23814 | 0.23814 | 0.23814 | 0.23814 | 0.23814
Office_Corridor_Medium_EQUIP_2010_SPEED | Equipment |  | Sat | 2014-01-01 | 2014-12-31 | Hourly | 0.23814 | 0.23814 | 0.23814 | 0.23814 | 0.23814 | 0.23814 | 0.38414 | 0.38414 | 0.48018 | 0.48018 | 0.48018 | 0.48018 | 0.33613 | 0.33613 | 0.33613 | 0.33613 | 0.33613 | 0.28811 | 0.28811 | 0.23814 | 0.23814 | 0.23814 | 0.23814 | 0.23814
Office_Corridor_Medium_EQUIP_2010_SPEED | Equipment |  | Wkdy ¦ Default | 2014-01-01 | 2014-12-31 | Hourly | 0.31751 | 0.31751 | 0.31751 | 0.31751 | 0.31751 | 0.31751 | 0.38414 | 0.38414 | 0.86432 | 0.86432 | 0.86432 | 0.86432 | 0.76829 | 0.86432 | 0.86432 | 0.86432 | 0.86432 | 0.48018 | 0.38414 | 0.38414 | 0.38414 | 0.38414 | 0.38414 | 0.38414
Office_Corridor_Medium_LIGHT_2013_SPEED | Lighting |  | WntrDsn | 2014-01-01 | 2014-12-31 | Constant | Hr 1: 0
Office_Corridor_Medium_LIGHT_2013_SPEED | Lighting |  | SmrDsn | 2014-01-01 | 2014-12-31 | Constant | bar: Hr 1
Office_Corridor_Medium_LIGHT_2013_SPEED | Lighting |  | Sun | 2014-01-01 | 2014-12-31 | Hourly | 0.05 | 0.05 | 0.05 | 0.05 | 0.05 | 0.05 | 0.043116 | 0.043116 | 0.043116 | 0.043116 | 0.043116 | 0.043116 | 0.043116 | 0.043116 | 0.043116 | 0.043116 | 0.043116 | 0.043116 | 0.05 | 0.05 | 0.05 | 0.05 | 0.05 | 0.05
Office_Corridor_Medium_LIGHT_2013_SPEED | Lighting |  | Sat | 2014-01-01 | 2014-12-31 | Hourly | 0.05 | 0.05 | 0.05 | 0.05 | 0.05 | 0.05 | 0.086233 | 0.086233 | 0.2587 | 0.2587 | 0.2587 | 0.2587 | 0.12935 | 0.12935 | 0.12935 | 0.12935 | 0.12935 | 0.043116 | 0.043116 | 0.05 | 0.05 | 0.05 | 0.05 | 0.05
Office_Corridor_Medium_LIGHT_2013_SPEED | Lighting |  | Wkdy ¦ Default | 2014-01-01 | 2014-12-31 | Hourly | 0.05 | 0.05 | 0.05 | 0.05 | 0.05 | 0.1 | 0.086233 | 0.2587 | 0.77609 | 0.77609 | 0.77609 | 0.77609 | 0.77609 | 0.77609 | 0.77609 | 0.77609 | 0.77609 | 0.43116 | 0.2587 | 0.2587 | 0.17247 | 0.17247 | 0.086233 | 0.043116
Office_Corridor_Medium_EQUIP_2013_SPEED | Equipment |  | WntrDsn | 2014-01-01 | 2014-12-31 | Constant | Hr 1: 0
Office_Corridor_Medium_EQUIP_2013_SPEED | Equipment |  | SmrDsn | 2014-01-01 | 2014-12-31 | Constant | bar: Hr 1
Office_Corridor_Medium_EQUIP_2013_SPEED | Equipment |  | Sun | 2014-01-01 | 2014-12-31 | Hourly | 0.23076 | 0.23076 | 0.23076 | 0.23076 | 0.23076 | 0.23076 | 0.28811 | 0.28811 | 0.28811 | 0.28811 | 0.28811 | 0.28811 | 0.28811 | 0.28811 | 0.28811 | 0.28811 | 0.28811 | 0.28811 | 0.23076 | 0.23076 | 0.23076 | 0.23076 | 0.23076 | 0.23076
Office_Corridor_Medium_EQUIP_2013_SPEED | Equipment |  | Sat | 2014-01-01 | 2014-12-31 | Hourly | 0.23076 | 0.23076 | 0.23076 | 0.23076 | 0.23076 | 0.23076 | 0.38123 | 0.38123 | 0.47654 | 0.47654 | 0.47654 | 0.47654 | 0.33358 | 0.33358 | 0.33358 | 0.33358 | 0.33358 | 0.28593 | 0.28593 | 0.23076 | 0.23076 | 0.23076 | 0.23076 | 0.23076
Office_Corridor_Medium_EQUIP_2013_SPEED | Equipment |  | Wkdy ¦ Default | 2014-01-01 | 2014-12-31 | Hourly | 0.30767 | 0.30767 | 0.30767 | 0.30767 | 0.30767 | 0.30767 | 0.38123 | 0.38123 | 0.85778 | 0.85778 | 0.85778 | 0.85778 | 0.76247 | 0.85778 | 0.85778 | 0.85778 | 0.85778 | 0.47654 | 0.38123 | 0.38123 | 0.38123 | 0.38123 | 0.38123 | 0.38123
Office_Corridor_Medium_INFIL_SPEED | Infiltration |  | WntrDsn | 2014-01-01 | 2014-12-31 | Constant | bar: Hr 1
Office_Corridor_Medium_INFIL_SPEED | Infiltration |  | SmrDsn | 2014-01-01 | 2014-12-31 | Constant | bar: Hr 1
Office_Corridor_Medium_INFIL_SPEED | Infiltration |  | Sun | 2014-01-01 | 2014-12-31 | Constant | bar: Hr 1
Office_Corridor_Medium_INFIL_SPEED | Infiltration |  | Sat | 2014-01-01 | 2014-12-31 | Hourly | 1 | 1 | 1 | 1 | 1 | 1 | 0.5 | 0.5 | 0.5 | 0.5 | 0.5 | 0.5 | 0.5 | 0.5 | 0.5 | 0.5 | 0.5 | 0.5 | 1 | 1 | 1 | 1 | 1 | 1
Office_Corridor_Medium_INFIL_SPEED | Infiltration |  | Wkdy ¦ Default | 2014-01-01 | 2014-12-31 | Hourly | 1 | 1 | 1 | 1 | 1 | 1 | 0.5 | 0.5 | 0.5 | 0.5 | 0.5 | 0.5 | 0.5 | 0.5 | 0.5 | 0.5 | 0.5 | 0.5 | 0.5 | 0.5 | 0.5 | 0.5 | 1 | 1
Office_Corridor_Medium_ACTIVITY_SPEED | Activity | W | WntrDsn | 2014-01-01 | 2014-12-31 | Constant | Hr 1: 120
Office_Corridor_Medium_ACTIVITY_SPEED | Activity | W | SmrDsn | 2014-01-01 | 2014-12-31 | Constant | Hr 1: 120
Office_Corridor_Medium_ACTIVITY_SPEED | Activity | W | Sun | 2014-01-01 | 2014-12-31 | Constant | Hr 1: 120
Office_Corridor_Medium_ACTIVITY_SPEED | Activity | W | Sat | 2014-01-01 | 2014-12-31 | Constant | Hr 1: 120
Office_Corridor_Medium_ACTIVITY_SPEED | Activity | W | Wkdy ¦ Default | 2014-01-01 | 2014-12-31 | Constant | Hr 1: 120
Office_Corridor_Medium_OA_SPEED | OA Air |  | WntrDsn | 2014-01-01 | 2014-12-31 | Constant | bar: Hr 1
Office_Corridor_Medium_OA_SPEED | OA Air |  | SmrDsn | 2014-01-01 | 2014-12-31 | Constant | bar: Hr 1
Office_Corridor_Medium_OA_SPEED | OA Air |  | Sun | 2014-01-01 | 2014-12-31 | Hourly | 0 | 0 | 0 | 0 | 0 | 0 | 0 | 0 | 0 | 0 | 0 | 0 | 0 | 0 | 0 | 0 | 0 | 0 | 0 | 0 | 0 | 0 | 0 | 0
Office_Corridor_Medium_OA_SPEED | OA Air |  | Sat | 2014-01-01 | 2014-12-31 | Hourly | 0 | 0 | 0 | 0 | 0 | 0 | 1 | 1 | 1 | 1 | 1 | 1 | 1 | 1 | 1 | 1 | 1 | 0 | 0 | 0 | 0 | 0 | 0 | 0
Office_Corridor_Medium_OA_SPEED | OA Air |  | Wkdy ¦ Default | 2014-01-01 | 2014-12-31 | Hourly | 0 | 0 | 0 | 0 | 0 | 0 | 1 | 1 | 1 | 1 | 1 | 1 | 1 | 1 | 1 | 1 | 1 | 1 | 1 | 1 | 1 | 1 | 0 | 0
Office_Corridor_Small_CLGSETP_SPEED | Thermostat Setpoint | C | WntrDsn | 2014-01-01 | 2014-12-31 | Constant | Hr 1: 23.9
Office_Corridor_Small_CLGSETP_SPEED | Thermostat Setpoint | C | SmrDsn | 2014-01-01 | 2014-12-31 | Constant | Hr 1: 23.9
Office_Corridor_Small_CLGSETP_SPEED | Thermostat Setpoint | C | Sun | 2014-01-01 | 2014-12-31 | Constant | Hr 1: 25.6
Office_Corridor_Small_CLGSETP_SPEED | Thermostat Setpoint | C | Sat | 2014-01-01 | 2014-12-31 | Constant | Hr 1: 25.6
Office_Corridor_Small_CLGSETP_SPEED | Thermostat Setpoint | C | Wkdy ¦ Default | 2014-01-01 | 2014-12-31 | Hourly | 25.6 | 25.6 | 25.6 | 25.6 | 25.6 | 25.6 | 23.9 | 23.9 | 23.9 | 23.9 | 23.9 | 23.9 | 23.9 | 23.9 | 23.9 | 23.9 | 23.9 | 23.9 | 23.9 | 23.9 | 23.9 | 23.9 | 25.6 | 25.6
Office_Corridor_Small_HTGSETP_SPEED | Thermostat Setpoint | C | WntrDsn | 2014-01-01 | 2014-12-31 | Constant | Hr 1: 21.1
Office_Corridor_Small_HTGSETP_SPEED | Thermostat Setpoint | C | SmrDsn | 2014-01-01 | 2014-12-31 | Constant | Hr 1: 21.1
Office_Corridor_Small_HTGSETP_SPEED | Thermostat Setpoint | C | Sun | 2014-01-01 | 2014-12-31 | Constant | Hr 1: 19.4
Office_Corridor_Small_HTGSETP_SPEED | Thermostat Setpoint | C | Sat | 2014-01-01 | 2014-12-31 | Constant | Hr 1: 19.4
Office_Corridor_Small_HTGSETP_SPEED | Thermostat Setpoint | C | Wkdy ¦ Default | 2014-01-01 | 2014-12-31 | Hourly | 19.4 | 19.4 | 19.4 | 19.4 | 19.4 | 19.4 | 21.1 | 21.1 | 21.1 | 21.1 | 21.1 | 21.1 | 21.1 | 21.1 | 21.1 | 21.1 | 21.1 | 21.1 | 21.1 | 21.1 | 21.1 | 21.1 | 19.4 | 19.4
Office_Corridor_Small_OCC_SPEED | Occupancy |  | WntrDsn | 2014-01-01 | 2014-12-31 | Constant | Hr 1: 0
Office_Corridor_Small_OCC_SPEED | Occupancy |  | SmrDsn | 2014-01-01 | 2014-12-31 | Constant | bar: Hr 1
Office_Corridor_Small_OCC_SPEED | Occupancy |  | Sun | 2014-01-01 | 2014-12-31 | Constant | Hr 1: 0
Office_Corridor_Small_OCC_SPEED | Occupancy |  | Sat | 2014-01-01 | 2014-12-31 | Constant | Hr 1: 0
Office_Corridor_Small_OCC_SPEED | Occupancy |  | Wkdy ¦ Default | 2014-01-01 | 2014-12-31 | Hourly | 0 | 0 | 0 | 0 | 0 | 0 | 0.11 | 0.21 | 1 | 1 | 1 | 1 | 0.53 | 1 | 1 | 1 | 1 | 0.32 | 0.11 | 0.11 | 0.11 | 0.11 | 0.05 | 0
Office_Corridor_Small_LIGHT_2007_SPEED | Lighting |  | WntrDsn | 2014-01-01 | 2014-12-31 | Constant | Hr 1: 0
Office_Corridor_Small_LIGHT_2007_SPEED | Lighting |  | SmrDsn | 2014-01-01 | 2014-12-31 | Constant | bar: Hr 1
Office_Corridor_Small_LIGHT_2007_SPEED | Lighting |  | Sun | 2014-01-01 | 2014-12-31 | Constant | Hr 1: 0.18
Office_Corridor_Small_LIGHT_2007_SPEED | Lighting |  | Sat | 2014-01-01 | 2014-12-31 | Constant | Hr 1: 0.18
Office_Corridor_Small_LIGHT_2007_SPEED | Lighting |  | Wkdy ¦ Default | 2014-01-01 | 2014-12-31 | Hourly | 0.18 | 0.18 | 0.18 | 0.18 | 0.18 | 0.23 | 0.23 | 0.42 | 0.9 | 0.9 | 0.9 | 0.9 | 0.8 | 0.9 | 0.9 | 0.9 | 0.9 | 0.61 | 0.42 | 0.42 | 0.32 | 0.32 | 0.23 | 0.18
Office_Corridor_Small_EQUIP_2007_SPEED | Equipment |  | WntrDsn | 2014-01-01 | 2014-12-31 | Constant | Hr 1: 0
Office_Corridor_Small_EQUIP_2007_SPEED | Equipment |  | SmrDsn | 2014-01-01 | 2014-12-31 | Constant | bar: Hr 1
Office_Corridor_Small_EQUIP_2007_SPEED | Equipment |  | Sun | 2014-01-01 | 2014-12-31 | Constant | Hr 1: 0.2
Office_Corridor_Small_EQUIP_2007_SPEED | Equipment |  | Sat | 2014-01-01 | 2014-12-31 | Constant | Hr 1: 0.2
Office_Corridor_Small_EQUIP_2007_SPEED | Equipment |  | Wkdy ¦ Default | 2014-01-01 | 2014-12-31 | Hourly | 0.5 | 0.5 | 0.5 | 0.5 | 0.5 | 0.5 | 0.5 | 0.5 | 1 | 1 | 1 | 1 | 0.94 | 1 | 1 | 1 | 1 | 0.5 | 0.2 | 0.2 | 0.2 | 0.2 | 0.2 | 0.2
Office_Corridor_Small_LIGHT_2010_SPEED | Lighting |  | WntrDsn | 2014-01-01 | 2014-12-31 | Constant | Hr 1: 0
Office_Corridor_Small_LIGHT_2010_SPEED | Lighting |  | SmrDsn | 2014-01-01 | 2014-12-31 | Constant | bar: Hr 1
Office_Corridor_Small_LIGHT_2010_SPEED | Lighting |  | Sun | 2014-01-01 | 2014-12-31 | Constant | Hr 1: 0.18
Office_Corridor_Small_LIGHT_2010_SPEED | Lighting |  | Sat | 2014-01-01 | 2014-12-31 | Constant | Hr 1: 0.18
Office_Corridor_Small_LIGHT_2010_SPEED | Lighting |  | Wkdy ¦ Default | 2014-01-01 | 2014-12-31 | Hourly | 0.18 | 0.18 | 0.18 | 0.18 | 0.18 | 0.23 | 0.18706 | 0.34159 | 0.73197 | 0.73197 | 0.73197 | 0.73197 | 0.65064 | 0.73197 | 0.73197 | 0.73197 | 0.73197 | 0.49611 | 0.34159 | 0.34159 | 0.26026 | 0.26026 | 0.18706 | 0.18
Office_Corridor_Small_EQUIP_2010_SPEED | Equipment |  | WntrDsn | 2014-01-01 | 2014-12-31 | Constant | Hr 1: 0
Office_Corridor_Small_EQUIP_2010_SPEED | Equipment |  | SmrDsn | 2014-01-01 | 2014-12-31 | Constant | bar: Hr 1
Office_Corridor_Small_EQUIP_2010_SPEED | Equipment |  | Sun | 2014-01-01 | 2014-12-31 | Constant | Hr 1: 0.2
Office_Corridor_Small_EQUIP_2010_SPEED | Equipment |  | Sat | 2014-01-01 | 2014-12-31 | Constant | Hr 1: 0.2
Office_Corridor_Small_EQUIP_2010_SPEED | Equipment |  | Wkdy ¦ Default | 2014-01-01 | 2014-12-31 | Hourly | 0.42575 | 0.42575 | 0.42575 | 0.42575 | 0.42575 | 0.42575 | 0.48468 | 0.48468 | 0.96935 | 0.96935 | 0.96935 | 0.96935 | 0.91119 | 0.96935 | 0.96935 | 0.96935 | 0.96935 | 0.48468 | 0.19387 | 0.19387 | 0.19387 | 0.19387 | 0.19387 | 0.1703
Office_Corridor_Small_LIGHT_2013_SPEED | Lighting |  | WntrDsn | 2014-01-01 | 2014-12-31 | Constant | Hr 1: 0
Office_Corridor_Small_LIGHT_2013_SPEED | Lighting |  | SmrDsn | 2014-01-01 | 2014-12-31 | Constant | bar: Hr 1
Office_Corridor_Small_LIGHT_2013_SPEED | Lighting |  | Sun | 2014-01-01 | 2014-12-31 | Constant | Hr 1: 0.18
Office_Corridor_Small_LIGHT_2013_SPEED | Lighting |  | Sat | 2014-01-01 | 2014-12-31 | Constant | Hr 1: 0.18
Office_Corridor_Small_LIGHT_2013_SPEED | Lighting |  | Wkdy ¦ Default | 2014-01-01 | 2014-12-31 | Hourly | 0.18 | 0.18 | 0.18 | 0.18 | 0.18 | 0.23 | 0.17864 | 0.32621 | 0.69903 | 0.69903 | 0.69903 | 0.69903 | 0.62136 | 0.69903 | 0.69903 | 0.69903 | 0.69903 | 0.47379 | 0.32621 | 0.32621 | 0.24854 | 0.24854 | 0.17864 | 0.18
Office_Corridor_Small_EQUIP_2013_SPEED | Equipment |  | WntrDsn | 2014-01-01 | 2014-12-31 | Constant | Hr 1: 0
Office_Corridor_Small_EQUIP_2013_SPEED | Equipment |  | SmrDsn | 2014-01-01 | 2014-12-31 | Constant | bar: Hr 1
Office_Corridor_Small_EQUIP_2013_SPEED | Equipment |  | Sun | 2014-01-01 | 2014-12-31 | Constant | Hr 1: 0.16379
Office_Corridor_Small_EQUIP_2013_SPEED | Equipment |  | Sat | 2014-01-01 | 2014-12-31 | Constant | Hr 1: 0.16379
Office_Corridor_Small_EQUIP_2013_SPEED | Equipment |  | Wkdy ¦ Default | 2014-01-01 | 2014-12-31 | Hourly | 0.40948 | 0.40948 | 0.40948 | 0.40948 | 0.40948 | 0.40948 | 0.47975 | 0.47975 | 0.95951 | 0.95951 | 0.95951 | 0.95951 | 0.90193 | 0.95951 | 0.95951 | 0.95951 | 0.95951 | 0.47975 | 0.1919 | 0.1919 | 0.1919 | 0.1919 | 0.1919 | 0.16379
Office_Corridor_Small_INFIL_SPEED | Infiltration |  | WntrDsn | 2014-01-01 | 2014-12-31 | Constant | bar: Hr 1
Office_Corridor_Small_INFIL_SPEED | Infiltration |  | SmrDsn | 2014-01-01 | 2014-12-31 | Constant | bar: Hr 1
Office_Corridor_Small_INFIL_SPEED | Infiltration |  | Sun | 2014-01-01 | 2014-12-31 | Constant | bar: Hr 1
Office_Corridor_Small_INFIL_SPEED | Infiltration |  | Sat | 2014-01-01 | 2014-12-31 | Constant | bar: Hr 1
Office_Corridor_Small_INFIL_SPEED | Infiltration |  | Wkdy ¦ Default | 2014-01-01 | 2014-12-31 | Hourly | 1 | 1 | 1 | 1 | 1 | 1 | 0.5 | 0.5 | 0.5 | 0.5 | 0.5 | 0.5 | 0.5 | 0.5 | 0.5 | 0.5 | 0.5 | 0.5 | 0.5 | 0.5 | 0.5 | 0.5 | 1 | 1
Office_Corridor_Small_ACTIVITY_SPEED | Activity | W | WntrDsn | 2014-01-01 | 2014-12-31 | Constant | Hr 1: 120
Office_Corridor_Small_ACTIVITY_SPEED | Activity | W | SmrDsn | 2014-01-01 | 2014-12-31 | Constant | Hr 1: 120
Office_Corridor_Small_ACTIVITY_SPEED | Activity | W | Sun | 2014-01-01 | 2014-12-31 | Constant | Hr 1: 120
Office_Corridor_Small_ACTIVITY_SPEED | Activity | W | Sat | 2014-01-01 | 2014-12-31 | Constant | Hr 1: 120
Office_Corridor_Small_ACTIVITY_SPEED | Activity | W | Wkdy ¦ Default | 2014-01-01 | 2014-12-31 | Constant | Hr 1: 120
Office_Corridor_Small_OA_SPEED | OA Air |  | WntrDsn | 2014-01-01 | 2014-12-31 | Constant | bar: Hr 1
Office_Corridor_Small_OA_SPEED | OA Air |  | SmrDsn | 2014-01-01 | 2014-12-31 | Constant | bar: Hr 1
Office_Corridor_Small_OA_SPEED | OA Air |  | Sun | 2014-01-01 | 2014-12-31 | Constant | Hr 1: 0
Office_Corridor_Small_OA_SPEED | OA Air |  | Sat | 2014-01-01 | 2014-12-31 | Constant | Hr 1: 0
Office_Corridor_Small_OA_SPEED | OA Air |  | Wkdy ¦ Default | 2014-01-01 | 2014-12-31 | Hourly | 0 | 0 | 0 | 0 | 0 | 0 | 1 | 1 | 1 | 1 | 1 | 1 | 1 | 1 | 1 | 1 | 1 | 1 | 1 | 1 | 1 | 1 | 0 | 0
Office_Stair_Large_CLGSETP_SPEED | Thermostat Setpoint | C | WntrDsn | 2014-01-01 | 2014-12-31 | Constant | Hr 1: 23.9
Office_Stair_Large_CLGSETP_SPEED | Thermostat Setpoint | C | SmrDsn | 2014-01-01 | 2014-12-31 | Constant | Hr 1: 23.9
Office_Stair_Large_CLGSETP_SPEED | Thermostat Setpoint | C | Sun | 2014-01-01 | 2014-12-31 | Hourly | 25.6 | 25.6 | 25.6 | 25.6 | 25.6 | 25.6 | 25.6 | 25.6 | 25.6 | 25.6 | 25.6 | 25.6 | 25.6 | 25.6 | 25.6 | 25.6 | 25.6 | 25.6 | 25.6 | 25.6 | 25.6 | 25.6 | 25.6 | 25.6
Office_Stair_Large_CLGSETP_SPEED | Thermostat Setpoint | C | Sat | 2014-01-01 | 2014-12-31 | Hourly | 25.6 | 25.6 | 25.6 | 25.6 | 25.6 | 25.6 | 23.9 | 23.9 | 23.9 | 23.9 | 23.9 | 23.9 | 23.9 | 23.9 | 23.9 | 23.9 | 23.9 | 25.6 | 25.6 | 25.6 | 25.6 | 25.6 | 25.6 | 25.6
Office_Stair_Large_CLGSETP_SPEED | Thermostat Setpoint | C | Wkdy ¦ Default | 2014-01-01 | 2014-12-31 | Hourly | 25.6 | 25.6 | 25.6 | 25.6 | 25.6 | 25.6 | 23.9 | 23.9 | 23.9 | 23.9 | 23.9 | 23.9 | 23.9 | 23.9 | 23.9 | 23.9 | 23.9 | 23.9 | 23.9 | 23.9 | 23.9 | 23.9 | 25.6 | 25.6
Office_Stair_Large_HTGSETP_SPEED | Thermostat Setpoint | C | WntrDsn | 2014-01-01 | 2014-12-31 | Constant | Hr 1: 21.1
Office_Stair_Large_HTGSETP_SPEED | Thermostat Setpoint | C | SmrDsn | 2014-01-01 | 2014-12-31 | Constant | Hr 1: 21.1
Office_Stair_Large_HTGSETP_SPEED | Thermostat Setpoint | C | Sun | 2014-01-01 | 2014-12-31 | Hourly | 19.4 | 19.4 | 19.4 | 19.4 | 19.4 | 19.4 | 19.4 | 19.4 | 19.4 | 19.4 | 19.4 | 19.4 | 19.4 | 19.4 | 19.4 | 19.4 | 19.4 | 19.4 | 19.4 | 19.4 | 19.4 | 19.4 | 19.4 | 19.4
Office_Stair_Large_HTGSETP_SPEED | Thermostat Setpoint | C | Sat | 2014-01-01 | 2014-12-31 | Hourly | 19.4 | 19.4 | 19.4 | 19.4 | 19.4 | 19.4 | 21.1 | 21.1 | 21.1 | 21.1 | 21.1 | 21.1 | 21.1 | 21.1 | 21.1 | 21.1 | 21.1 | 19.4 | 19.4 | 19.4 | 19.4 | 19.4 | 19.4 | 19.4
Office_Stair_Large_HTGSETP_SPEED | Thermostat Setpoint | C | Wkdy ¦ Default | 2014-01-01 | 2014-12-31 | Hourly | 19.4 | 19.4 | 19.4 | 19.4 | 19.4 | 19.4 | 21.1 | 21.1 | 21.1 | 21.1 | 21.1 | 21.1 | 21.1 | 21.1 | 21.1 | 21.1 | 21.1 | 21.1 | 21.1 | 21.1 | 21.1 | 21.1 | 19.4 | 19.4
Office_Stair_Large_OCC_SPEED | Occupancy |  | WntrDsn | 2014-01-01 | 2014-12-31 | Constant | Hr 1: 0
Office_Stair_Large_OCC_SPEED | Occupancy |  | SmrDsn | 2014-01-01 | 2014-12-31 | Constant | bar: Hr 1
Office_Stair_Large_OCC_SPEED | Occupancy |  | Sun | 2014-01-01 | 2014-12-31 | Hourly | 0 | 0 | 0 | 0 | 0 | 0 | 0.05 | 0.05 | 0.05 | 0.05 | 0.05 | 0.05 | 0.05 | 0.05 | 0.05 | 0.05 | 0.05 | 0.05 | 0 | 0 | 0 | 0 | 0 | 0
Office_Stair_Large_OCC_SPEED | Occupancy |  | Sat | 2014-01-01 | 2014-12-31 | Hourly | 0 | 0 | 0 | 0 | 0 | 0 | 0.1 | 0.1 | 0.3 | 0.3 | 0.3 | 0.3 | 0.1 | 0.1 | 0.1 | 0.1 | 0.1 | 0.05 | 0.05 | 0 | 0 | 0 | 0 | 0
Office_Stair_Large_OCC_SPEED | Occupancy |  | Wkdy ¦ Default | 2014-01-01 | 2014-12-31 | Hourly | 0 | 0 | 0 | 0 | 0 | 0 | 0.1 | 0.2 | 0.95 | 0.95 | 0.95 | 0.95 | 0.5 | 0.95 | 0.95 | 0.95 | 0.95 | 0.3 | 0.1 | 0.1 | 0.1 | 0.1 | 0.05 | 0.05
Office_Stair_Large_LIGHT_2007_SPEED | Lighting |  | WntrDsn | 2014-01-01 | 2014-12-31 | Constant | Hr 1: 0
Office_Stair_Large_LIGHT_2007_SPEED | Lighting |  | SmrDsn | 2014-01-01 | 2014-12-31 | Constant | bar: Hr 1
Office_Stair_Large_LIGHT_2007_SPEED | Lighting |  | Sun | 2014-01-01 | 2014-12-31 | Constant | Hr 1: 0.05
Office_Stair_Large_LIGHT_2007_SPEED | Lighting |  | Sat | 2014-01-01 | 2014-12-31 | Hourly | 0.05 | 0.05 | 0.05 | 0.05 | 0.05 | 0.05 | 0.1 | 0.1 | 0.3 | 0.3 | 0.3 | 0.3 | 0.15 | 0.15 | 0.15 | 0.15 | 0.15 | 0.05 | 0.05 | 0.05 | 0.05 | 0.05 | 0.05 | 0.05
Office_Stair_Large_LIGHT_2007_SPEED | Lighting |  | Wkdy ¦ Default | 2014-01-01 | 2014-12-31 | Hourly | 0.05 | 0.05 | 0.05 | 0.05 | 0.05 | 0.05 | 0.1 | 0.3 | 0.9 | 0.9 | 0.9 | 0.9 | 0.9 | 0.9 | 0.9 | 0.9 | 0.9 | 0.5 | 0.3 | 0.3 | 0.2 | 0.2 | 0.1 | 0.05
Office_Stair_Large_EQUIP_2007_SPEED | Equipment |  | WntrDsn | 2014-01-01 | 2014-12-31 | Constant | Hr 1: 0
Office_Stair_Large_EQUIP_2007_SPEED | Equipment |  | SmrDsn | 2014-01-01 | 2014-12-31 | Constant | bar: Hr 1
Office_Stair_Large_EQUIP_2007_SPEED | Equipment |  | Sun | 2014-01-01 | 2014-12-31 | Constant | Hr 1: 0.3
Office_Stair_Large_EQUIP_2007_SPEED | Equipment |  | Sat | 2014-01-01 | 2014-12-31 | Hourly | 0.3 | 0.3 | 0.3 | 0.3 | 0.3 | 0.3 | 0.4 | 0.4 | 0.5 | 0.5 | 0.5 | 0.5 | 0.35 | 0.35 | 0.35 | 0.35 | 0.35 | 0.3 | 0.3 | 0.3 | 0.3 | 0.3 | 0.3 | 0.3
Office_Stair_Large_EQUIP_2007_SPEED | Equipment |  | Wkdy ¦ Default | 2014-01-01 | 2014-12-31 | Hourly | 0.4 | 0.4 | 0.4 | 0.4 | 0.4 | 0.4 | 0.4 | 0.4 | 0.9 | 0.9 | 0.9 | 0.9 | 0.8 | 0.9 | 0.9 | 0.9 | 0.9 | 0.5 | 0.4 | 0.4 | 0.4 | 0.4 | 0.4 | 0.4
Office_Stair_Large_LIGHT_2010_SPEED | Lighting |  | WntrDsn | 2014-01-01 | 2014-12-31 | Constant | Hr 1: 0
Office_Stair_Large_LIGHT_2010_SPEED | Lighting |  | SmrDsn | 2014-01-01 | 2014-12-31 | Constant | bar: Hr 1
Office_Stair_Large_LIGHT_2010_SPEED | Lighting |  | Sun | 2014-01-01 | 2014-12-31 | Constant | Hr 1: 0.05
Office_Stair_Large_LIGHT_2010_SPEED | Lighting |  | Sat | 2014-01-01 | 2014-12-31 | Hourly | 0.05 | 0.05 | 0.05 | 0.05 | 0.05 | 0.05 | 0.09238 | 0.09238 | 0.27714 | 0.27714 | 0.27714 | 0.27714 | 0.13857 | 0.13857 | 0.13857 | 0.13857 | 0.13857 | 0.04619 | 0.04619 | 0.05 | 0.05 | 0.05 | 0.05 | 0.05
Office_Stair_Large_LIGHT_2010_SPEED | Lighting |  | Wkdy ¦ Default | 2014-01-01 | 2014-12-31 | Hourly | 0.05 | 0.05 | 0.05 | 0.05 | 0.05 | 0.1 | 0.09238 | 0.27714 | 0.83142 | 0.83142 | 0.83142 | 0.83142 | 0.83142 | 0.83142 | 0.83142 | 0.83142 | 0.83142 | 0.4619 | 0.27714 | 0.27714 | 0.18476 | 0.18476 | 0.09238 | 0.04619
Office_Stair_Large_EQUIP_2010_SPEED | Equipment |  | WntrDsn | 2014-01-01 | 2014-12-31 | Constant | Hr 1: 0
Office_Stair_Large_EQUIP_2010_SPEED | Equipment |  | SmrDsn | 2014-01-01 | 2014-12-31 | Constant | bar: Hr 1
Office_Stair_Large_EQUIP_2010_SPEED | Equipment |  | Sun | 2014-01-01 | 2014-12-31 | Hourly | 0.3 | 0.3 | 0.3 | 0.3 | 0.3 | 0.3 | 0.3 | 0.3 | 0.3 | 0.3 | 0.3 | 0.3 | 0.3 | 0.3 | 0.3 | 0.3 | 0.3 | 0.3 | 0.3 | 0.3 | 0.3 | 0.3 | 0.3 | 0.3
Office_Stair_Large_EQUIP_2010_SPEED | Equipment |  | Sat | 2014-01-01 | 2014-12-31 | Hourly | 0.3 | 0.3 | 0.3 | 0.3 | 0.3 | 0.3 | 0.4 | 0.4 | 0.5 | 0.5 | 0.5 | 0.5 | 0.35 | 0.35 | 0.35 | 0.35 | 0.35 | 0.3 | 0.3 | 0.3 | 0.3 | 0.3 | 0.3 | 0.3
Office_Stair_Large_EQUIP_2010_SPEED | Equipment |  | Wkdy ¦ Default | 2014-01-01 | 2014-12-31 | Hourly | 0.4 | 0.4 | 0.4 | 0.4 | 0.4 | 0.4 | 0.4 | 0.4 | 0.9 | 0.9 | 0.9 | 0.9 | 0.8 | 0.9 | 0.9 | 0.9 | 0.9 | 0.5 | 0.4 | 0.4 | 0.4 | 0.4 | 0.4 | 0.4
Office_Stair_Large_LIGHT_2013_SPEED | Lighting |  | WntrDsn | 2014-01-01 | 2014-12-31 | Constant | Hr 1: 0
Office_Stair_Large_LIGHT_2013_SPEED | Lighting |  | SmrDsn | 2014-01-01 | 2014-12-31 | Constant | bar: Hr 1
Office_Stair_Large_LIGHT_2013_SPEED | Lighting |  | Sun | 2014-01-01 | 2014-12-31 | Hourly | 0.05 | 0.05 | 0.05 | 0.05 | 0.05 | 0.04528 | 0.04528 | 0.04528 | 0.04528 | 0.04528 | 0.04528 | 0.04528 | 0.04528 | 0.04528 | 0.04528 | 0.04528 | 0.04528 | 0.04528 | 0.05 | 0.05 | 0.05 | 0.05 | 0.05 | 0.05
Office_Stair_Large_LIGHT_2013_SPEED | Lighting |  | Sat | 2014-01-01 | 2014-12-31 | Hourly | 0.05 | 0.05 | 0.05 | 0.05 | 0.05 | 0.05 | 0.09056 | 0.09056 | 0.27168 | 0.27168 | 0.27168 | 0.27168 | 0.13584 | 0.13584 | 0.13584 | 0.13584 | 0.13584 | 0.04528 | 0.04528 | 0.05 | 0.05 | 0.05 | 0.05 | 0.05
Office_Stair_Large_LIGHT_2013_SPEED | Lighting |  | Wkdy ¦ Default | 2014-01-01 | 2014-12-31 | Hourly | 0.05 | 0.05 | 0.05 | 0.05 | 0.05 | 0.1 | 0.09056 | 0.27168 | 0.81504 | 0.81504 | 0.81504 | 0.81504 | 0.81504 | 0.81504 | 0.81504 | 0.81504 | 0.81504 | 0.4528 | 0.27168 | 0.27168 | 0.18112 | 0.18112 | 0.09056 | 0.04528
Office_Stair_Large_EQUIP_2013_SPEED | Equipment |  | WntrDsn | 2014-01-01 | 2014-12-31 | Constant | Hr 1: 0
Office_Stair_Large_EQUIP_2013_SPEED | Equipment |  | SmrDsn | 2014-01-01 | 2014-12-31 | Constant | bar: Hr 1
Office_Stair_Large_EQUIP_2013_SPEED | Equipment |  | Sun | 2014-01-01 | 2014-12-31 | Hourly | 0.22108 | 0.22108 | 0.22108 | 0.22108 | 0.22108 | 0.22108 | 0.28474 | 0.28474 | 0.28474 | 0.28474 | 0.28474 | 0.28474 | 0.28474 | 0.28474 | 0.28474 | 0.28474 | 0.28474 | 0.28474 | 0.22108 | 0.22108 | 0.22108 | 0.22108 | 0.22108 | 0.22108
Office_Stair_Large_EQUIP_2013_SPEED | Equipment |  | Sat | 2014-01-01 | 2014-12-31 | Hourly | 0.22108 | 0.22108 | 0.22108 | 0.22108 | 0.22108 | 0.22108 | 0.37966 | 0.37966 | 0.47457 | 0.47457 | 0.47457 | 0.47457 | 0.3322 | 0.3322 | 0.3322 | 0.3322 | 0.3322 | 0.28474 | 0.28474 | 0.22108 | 0.22108 | 0.22108 | 0.22108 | 0.22108
Office_Stair_Large_EQUIP_2013_SPEED | Equipment |  | Wkdy ¦ Default | 2014-01-01 | 2014-12-31 | Hourly | 0.29478 | 0.29478 | 0.29478 | 0.29478 | 0.29478 | 0.29478 | 0.37966 | 0.37966 | 0.85423 | 0.85423 | 0.85423 | 0.85423 | 0.75931 | 0.85423 | 0.85423 | 0.85423 | 0.85423 | 0.47457 | 0.37966 | 0.37966 | 0.37966 | 0.37966 | 0.37966 | 0.37966
Office_Stair_Large_INFIL_SPEED | Infiltration |  | WntrDsn | 2014-01-01 | 2014-12-31 | Constant | bar: Hr 1
Office_Stair_Large_INFIL_SPEED | Infiltration |  | SmrDsn | 2014-01-01 | 2014-12-31 | Constant | bar: Hr 1
Office_Stair_Large_INFIL_SPEED | Infiltration |  | Sun | 2014-01-01 | 2014-12-31 | Hourly | bar: Hr 1 to Hr 24
Office_Stair_Large_INFIL_SPEED | Infiltration |  | Sat | 2014-01-01 | 2014-12-31 | Hourly | 1 | 1 | 1 | 1 | 1 | 1 | 0.5 | 0.5 | 0.5 | 0.5 | 0.5 | 0.5 | 0.5 | 0.5 | 0.5 | 0.5 | 0.5 | 1 | 1 | 1 | 1 | 1 | 1 | 1
Office_Stair_Large_INFIL_SPEED | Infiltration |  | Wkdy ¦ Default | 2014-01-01 | 2014-12-31 | Hourly | 1 | 1 | 1 | 1 | 1 | 1 | 0.5 | 0.5 | 0.5 | 0.5 | 0.5 | 0.5 | 0.5 | 0.5 | 0.5 | 0.5 | 0.5 | 0.5 | 0.5 | 0.5 | 0.5 | 0.5 | 1 | 1
Office_Stair_Large_ACTIVITY_SPEED | Activity | W | WntrDsn | 2014-01-01 | 2014-12-31 | Constant | Hr 1: 120
Office_Stair_Large_ACTIVITY_SPEED | Activity | W | SmrDsn | 2014-01-01 | 2014-12-31 | Constant | Hr 1: 120
Office_Stair_Large_ACTIVITY_SPEED | Activity | W | Sun | 2014-01-01 | 2014-12-31 | Constant | Hr 1: 120
Office_Stair_Large_ACTIVITY_SPEED | Activity | W | Sat | 2014-01-01 | 2014-12-31 | Constant | Hr 1: 120
Office_Stair_Large_ACTIVITY_SPEED | Activity | W | Wkdy ¦ Default | 2014-01-01 | 2014-12-31 | Constant | Hr 1: 120
Office_Stair_Large_OA_SPEED | OA Air |  | WntrDsn | 2014-01-01 | 2014-12-31 | Constant | bar: Hr 1
Office_Stair_Large_OA_SPEED | OA Air |  | SmrDsn | 2014-01-01 | 2014-12-31 | Constant | bar: Hr 1
Office_Stair_Large_OA_SPEED | OA Air |  | Sun | 2014-01-01 | 2014-12-31 | Hourly | 0 | 0 | 0 | 0 | 0 | 0 | 0 | 0 | 0 | 0 | 0 | 0 | 0 | 0 | 0 | 0 | 0 | 0 | 0 | 0 | 0 | 0 | 0 | 0
Office_Stair_Large_OA_SPEED | OA Air |  | Sat | 2014-01-01 | 2014-12-31 | Hourly | 0 | 0 | 0 | 0 | 0 | 0 | 1 | 1 | 1 | 1 | 1 | 1 | 1 | 1 | 1 | 1 | 1 | 0 | 0 | 0 | 0 | 0 | 0 | 0
Office_Stair_Large_OA_SPEED | OA Air |  | Wkdy ¦ Default | 2014-01-01 | 2014-12-31 | Hourly | 0 | 0 | 0 | 0 | 0 | 0 | 1 | 1 | 1 | 1 | 1 | 1 | 1 | 1 | 1 | 1 | 1 | 1 | 1 | 1 | 1 | 1 | 0 | 0
Office_Stair_Medium_CLGSETP_SPEED | Thermostat Setpoint | C | WntrDsn | 2014-01-01 | 2014-12-31 | Constant | Hr 1: 23.9
Office_Stair_Medium_CLGSETP_SPEED | Thermostat Setpoint | C | SmrDsn | 2014-01-01 | 2014-12-31 | Constant | Hr 1: 23.9
Office_Stair_Medium_CLGSETP_SPEED | Thermostat Setpoint | C | Sun | 2014-01-01 | 2014-12-31 | Hourly | 25.6 | 25.6 | 25.6 | 25.6 | 25.6 | 25.6 | 25.6 | 25.6 | 25.6 | 25.6 | 25.6 | 25.6 | 25.6 | 25.6 | 25.6 | 25.6 | 25.6 | 25.6 | 25.6 | 25.6 | 25.6 | 25.6 | 25.6 | 25.6
Office_Stair_Medium_CLGSETP_SPEED | Thermostat Setpoint | C | Sat | 2014-01-01 | 2014-12-31 | Hourly | 25.6 | 25.6 | 25.6 | 25.6 | 25.6 | 25.6 | 23.9 | 23.9 | 23.9 | 23.9 | 23.9 | 23.9 | 23.9 | 23.9 | 23.9 | 23.9 | 23.9 | 25.6 | 25.6 | 25.6 | 25.6 | 25.6 | 25.6 | 25.6
Office_Stair_Medium_CLGSETP_SPEED | Thermostat Setpoint | C | Wkdy ¦ Default | 2014-01-01 | 2014-12-31 | Hourly | 25.6 | 25.6 | 25.6 | 25.6 | 25.6 | 25.6 | 23.9 | 23.9 | 23.9 | 23.9 | 23.9 | 23.9 | 23.9 | 23.9 | 23.9 | 23.9 | 23.9 | 23.9 | 23.9 | 23.9 | 23.9 | 23.9 | 25.6 | 25.6
Office_Stair_Medium_HTGSETP_SPEED | Thermostat Setpoint | C | WntrDsn | 2014-01-01 | 2014-12-31 | Constant | Hr 1: 21.1
Office_Stair_Medium_HTGSETP_SPEED | Thermostat Setpoint | C | SmrDsn | 2014-01-01 | 2014-12-31 | Constant | Hr 1: 21.1
Office_Stair_Medium_HTGSETP_SPEED | Thermostat Setpoint | C | Sun | 2014-01-01 | 2014-12-31 | Hourly | 19.4 | 19.4 | 19.4 | 19.4 | 19.4 | 19.4 | 19.4 | 19.4 | 19.4 | 19.4 | 19.4 | 19.4 | 19.4 | 19.4 | 19.4 | 19.4 | 19.4 | 19.4 | 19.4 | 19.4 | 19.4 | 19.4 | 19.4 | 19.4
Office_Stair_Medium_HTGSETP_SPEED | Thermostat Setpoint | C | Sat | 2014-01-01 | 2014-12-31 | Hourly | 19.4 | 19.4 | 19.4 | 19.4 | 19.4 | 19.4 | 21.1 | 21.1 | 21.1 | 21.1 | 21.1 | 21.1 | 21.1 | 21.1 | 21.1 | 21.1 | 21.1 | 19.4 | 19.4 | 19.4 | 19.4 | 19.4 | 19.4 | 19.4
Office_Stair_Medium_HTGSETP_SPEED | Thermostat Setpoint | C | Wkdy ¦ Default | 2014-01-01 | 2014-12-31 | Hourly | 19.4 | 19.4 | 19.4 | 19.4 | 19.4 | 19.4 | 21.1 | 21.1 | 21.1 | 21.1 | 21.1 | 21.1 | 21.1 | 21.1 | 21.1 | 21.1 | 21.1 | 21.1 | 21.1 | 21.1 | 21.1 | 21.1 | 19.4 | 19.4
Office_Stair_Medium_OCC_SPEED | Occupancy |  | WntrDsn | 2014-01-01 | 2014-12-31 | Constant | Hr 1: 0
Office_Stair_Medium_OCC_SPEED | Occupancy |  | SmrDsn | 2014-01-01 | 2014-12-31 | Constant | bar: Hr 1
Office_Stair_Medium_OCC_SPEED | Occupancy |  | Sun | 2014-01-01 | 2014-12-31 | Hourly | 0 | 0 | 0 | 0 | 0 | 0 | 0.05 | 0.05 | 0.05 | 0.05 | 0.05 | 0.05 | 0.05 | 0.05 | 0.05 | 0.05 | 0.05 | 0.05 | 0 | 0 | 0 | 0 | 0 | 0
Office_Stair_Medium_OCC_SPEED | Occupancy |  | Sat | 2014-01-01 | 2014-12-31 | Hourly | 0 | 0 | 0 | 0 | 0 | 0 | 0.1 | 0.1 | 0.3 | 0.3 | 0.3 | 0.3 | 0.1 | 0.1 | 0.1 | 0.1 | 0.1 | 0.05 | 0.05 | 0 | 0 | 0 | 0 | 0
Office_Stair_Medium_OCC_SPEED | Occupancy |  | Wkdy ¦ Default | 2014-01-01 | 2014-12-31 | Hourly | 0 | 0 | 0 | 0 | 0 | 0 | 0.1 | 0.2 | 0.95 | 0.95 | 0.95 | 0.95 | 0.5 | 0.95 | 0.95 | 0.95 | 0.95 | 0.3 | 0.1 | 0.1 | 0.1 | 0.1 | 0.05 | 0.05
Office_Stair_Medium_LIGHT_2007_SPEED | Lighting |  | WntrDsn | 2014-01-01 | 2014-12-31 | Constant | Hr 1: 0
Office_Stair_Medium_LIGHT_2007_SPEED | Lighting |  | SmrDsn | 2014-01-01 | 2014-12-31 | Constant | bar: Hr 1
Office_Stair_Medium_LIGHT_2007_SPEED | Lighting |  | Sun | 2014-01-01 | 2014-12-31 | Constant | Hr 1: 0.05
Office_Stair_Medium_LIGHT_2007_SPEED | Lighting |  | Sat | 2014-01-01 | 2014-12-31 | Hourly | 0.05 | 0.05 | 0.05 | 0.05 | 0.05 | 0.05 | 0.1 | 0.1 | 0.3 | 0.3 | 0.3 | 0.3 | 0.15 | 0.15 | 0.15 | 0.15 | 0.15 | 0.05 | 0.05 | 0.05 | 0.05 | 0.05 | 0.05 | 0.05
Office_Stair_Medium_LIGHT_2007_SPEED | Lighting |  | Wkdy ¦ Default | 2014-01-01 | 2014-12-31 | Hourly | 0.05 | 0.05 | 0.05 | 0.05 | 0.05 | 0.1 | 0.1 | 0.3 | 0.9 | 0.9 | 0.9 | 0.9 | 0.9 | 0.9 | 0.9 | 0.9 | 0.9 | 0.5 | 0.3 | 0.3 | 0.2 | 0.2 | 0.1 | 0.05
Office_Stair_Medium_EQUIP_2007_SPEED | Equipment |  | WntrDsn | 2014-01-01 | 2014-12-31 | Constant | Hr 1: 0
Office_Stair_Medium_EQUIP_2007_SPEED | Equipment |  | SmrDsn | 2014-01-01 | 2014-12-31 | Constant | bar: Hr 1
Office_Stair_Medium_EQUIP_2007_SPEED | Equipment |  | Sun | 2014-01-01 | 2014-12-31 | Constant | Hr 1: 0.3
Office_Stair_Medium_EQUIP_2007_SPEED | Equipment |  | Sat | 2014-01-01 | 2014-12-31 | Hourly | 0.3 | 0.3 | 0.3 | 0.3 | 0.3 | 0.3 | 0.4 | 0.4 | 0.5 | 0.5 | 0.5 | 0.5 | 0.35 | 0.35 | 0.35 | 0.35 | 0.35 | 0.3 | 0.3 | 0.3 | 0.3 | 0.3 | 0.3 | 0.3
Office_Stair_Medium_EQUIP_2007_SPEED | Equipment |  | Wkdy ¦ Default | 2014-01-01 | 2014-12-31 | Hourly | 0.4 | 0.4 | 0.4 | 0.4 | 0.4 | 0.4 | 0.4 | 0.4 | 0.9 | 0.9 | 0.9 | 0.9 | 0.8 | 0.9 | 0.9 | 0.9 | 0.9 | 0.5 | 0.4 | 0.4 | 0.4 | 0.4 | 0.4 | 0.4
Office_Stair_Medium_LIGHT_2010_SPEED | Lighting |  | WntrDsn | 2014-01-01 | 2014-12-31 | Constant | Hr 1: 0
Office_Stair_Medium_LIGHT_2010_SPEED | Lighting |  | SmrDsn | 2014-01-01 | 2014-12-31 | Constant | bar: Hr 1
Office_Stair_Medium_LIGHT_2010_SPEED | Lighting |  | Sun | 2014-01-01 | 2014-12-31 | Hourly | 0.05 | 0.05 | 0.05 | 0.05 | 0.05 | 0.05 | 0.0452 | 0.0452 | 0.0452 | 0.0452 | 0.0452 | 0.0452 | 0.0452 | 0.0452 | 0.0452 | 0.0452 | 0.0452 | 0.0452 | 0.05 | 0.05 | 0.05 | 0.05 | 0.05 | 0.05
Office_Stair_Medium_LIGHT_2010_SPEED | Lighting |  | Sat | 2014-01-01 | 2014-12-31 | Hourly | 0.05 | 0.05 | 0.05 | 0.05 | 0.05 | 0.05 | 0.0904 | 0.0904 | 0.2712 | 0.2712 | 0.2712 | 0.2712 | 0.1356 | 0.1356 | 0.1356 | 0.1356 | 0.1356 | 0.0452 | 0.0452 | 0.05 | 0.05 | 0.05 | 0.05 | 0.05
Office_Stair_Medium_LIGHT_2010_SPEED | Lighting |  | Wkdy ¦ Default | 2014-01-01 | 2014-12-31 | Hourly | 0.05 | 0.05 | 0.05 | 0.05 | 0.05 | 0.1 | 0.0904 | 0.2712 | 0.8136 | 0.8136 | 0.8136 | 0.8136 | 0.8136 | 0.8136 | 0.8136 | 0.8136 | 0.8136 | 0.452 | 0.2712 | 0.2712 | 0.1808 | 0.1808 | 0.0904 | 0.0452
Office_Stair_Medium_EQUIP_2010_SPEED | Equipment |  | WntrDsn | 2014-01-01 | 2014-12-31 | Constant | Hr 1: 0
Office_Stair_Medium_EQUIP_2010_SPEED | Equipment |  | SmrDsn | 2014-01-01 | 2014-12-31 | Constant | bar: Hr 1
Office_Stair_Medium_EQUIP_2010_SPEED | Equipment |  | Sun | 2014-01-01 | 2014-12-31 | Hourly | 0.23814 | 0.23814 | 0.23814 | 0.23814 | 0.23814 | 0.23814 | 0.28811 | 0.28811 | 0.28811 | 0.28811 | 0.28811 | 0.28811 | 0.28811 | 0.28811 | 0.28811 | 0.28811 | 0.28811 | 0.28811 | 0.23814 | 0.23814 | 0.23814 | 0.23814 | 0.23814 | 0.23814
Office_Stair_Medium_EQUIP_2010_SPEED | Equipment |  | Sat | 2014-01-01 | 2014-12-31 | Hourly | 0.23814 | 0.23814 | 0.23814 | 0.23814 | 0.23814 | 0.23814 | 0.38414 | 0.38414 | 0.48018 | 0.48018 | 0.48018 | 0.48018 | 0.33613 | 0.33613 | 0.33613 | 0.33613 | 0.33613 | 0.28811 | 0.28811 | 0.23814 | 0.23814 | 0.23814 | 0.23814 | 0.23814
Office_Stair_Medium_EQUIP_2010_SPEED | Equipment |  | Wkdy ¦ Default | 2014-01-01 | 2014-12-31 | Hourly | 0.31751 | 0.31751 | 0.31751 | 0.31751 | 0.31751 | 0.31751 | 0.38414 | 0.38414 | 0.86432 | 0.86432 | 0.86432 | 0.86432 | 0.76829 | 0.86432 | 0.86432 | 0.86432 | 0.86432 | 0.48018 | 0.38414 | 0.38414 | 0.38414 | 0.38414 | 0.38414 | 0.38414
Office_Stair_Medium_LIGHT_2013_SPEED | Lighting |  | WntrDsn | 2014-01-01 | 2014-12-31 | Constant | Hr 1: 0
Office_Stair_Medium_LIGHT_2013_SPEED | Lighting |  | SmrDsn | 2014-01-01 | 2014-12-31 | Constant | bar: Hr 1
Office_Stair_Medium_LIGHT_2013_SPEED | Lighting |  | Sun | 2014-01-01 | 2014-12-31 | Hourly | 0.05 | 0.05 | 0.05 | 0.05 | 0.05 | 0.05 | 0.043116 | 0.043116 | 0.043116 | 0.043116 | 0.043116 | 0.043116 | 0.043116 | 0.043116 | 0.043116 | 0.043116 | 0.043116 | 0.043116 | 0.05 | 0.05 | 0.05 | 0.05 | 0.05 | 0.05
Office_Stair_Medium_LIGHT_2013_SPEED | Lighting |  | Sat | 2014-01-01 | 2014-12-31 | Hourly | 0.05 | 0.05 | 0.05 | 0.05 | 0.05 | 0.05 | 0.086233 | 0.086233 | 0.2587 | 0.2587 | 0.2587 | 0.2587 | 0.12935 | 0.12935 | 0.12935 | 0.12935 | 0.12935 | 0.043116 | 0.043116 | 0.05 | 0.05 | 0.05 | 0.05 | 0.05
Office_Stair_Medium_LIGHT_2013_SPEED | Lighting |  | Wkdy ¦ Default | 2014-01-01 | 2014-12-31 | Hourly | 0.05 | 0.05 | 0.05 | 0.05 | 0.05 | 0.1 | 0.086233 | 0.2587 | 0.77609 | 0.77609 | 0.77609 | 0.77609 | 0.77609 | 0.77609 | 0.77609 | 0.77609 | 0.77609 | 0.43116 | 0.2587 | 0.2587 | 0.17247 | 0.17247 | 0.086233 | 0.043116
Office_Stair_Medium_EQUIP_2013_SPEED | Equipment |  | WntrDsn | 2014-01-01 | 2014-12-31 | Constant | Hr 1: 0
Office_Stair_Medium_EQUIP_2013_SPEED | Equipment |  | SmrDsn | 2014-01-01 | 2014-12-31 | Constant | bar: Hr 1
Office_Stair_Medium_EQUIP_2013_SPEED | Equipment |  | Sun | 2014-01-01 | 2014-12-31 | Hourly | 0.23076 | 0.23076 | 0.23076 | 0.23076 | 0.23076 | 0.23076 | 0.28811 | 0.28811 | 0.28811 | 0.28811 | 0.28811 | 0.28811 | 0.28811 | 0.28811 | 0.28811 | 0.28811 | 0.28811 | 0.28811 | 0.23076 | 0.23076 | 0.23076 | 0.23076 | 0.23076 | 0.23076
Office_Stair_Medium_EQUIP_2013_SPEED | Equipment |  | Sat | 2014-01-01 | 2014-12-31 | Hourly | 0.23076 | 0.23076 | 0.23076 | 0.23076 | 0.23076 | 0.23076 | 0.38123 | 0.38123 | 0.47654 | 0.47654 | 0.47654 | 0.47654 | 0.33358 | 0.33358 | 0.33358 | 0.33358 | 0.33358 | 0.28593 | 0.28593 | 0.23076 | 0.23076 | 0.23076 | 0.23076 | 0.23076
Office_Stair_Medium_EQUIP_2013_SPEED | Equipment |  | Wkdy ¦ Default | 2014-01-01 | 2014-12-31 | Hourly | 0.30767 | 0.30767 | 0.30767 | 0.30767 | 0.30767 | 0.30767 | 0.38123 | 0.38123 | 0.85778 | 0.85778 | 0.85778 | 0.85778 | 0.76247 | 0.85778 | 0.85778 | 0.85778 | 0.85778 | 0.47654 | 0.38123 | 0.38123 | 0.38123 | 0.38123 | 0.38123 | 0.38123
Office_Stair_Medium_INFIL_SPEED | Infiltration |  | WntrDsn | 2014-01-01 | 2014-12-31 | Constant | bar: Hr 1
Office_Stair_Medium_INFIL_SPEED | Infiltration |  | SmrDsn | 2014-01-01 | 2014-12-31 | Constant | bar: Hr 1
Office_Stair_Medium_INFIL_SPEED | Infiltration |  | Sun | 2014-01-01 | 2014-12-31 | Hourly | bar: Hr 1 to Hr 24
Office_Stair_Medium_INFIL_SPEED | Infiltration |  | Sat | 2014-01-01 | 2014-12-31 | Hourly | 1 | 1 | 1 | 1 | 1 | 1 | 1 | 1 | 0.5 | 0.5 | 0.5 | 0.5 | 0.5 | 0.5 | 0.5 | 0.5 | 0.5 | 1 | 1 | 1 | 1 | 1 | 1 | 1
Office_Stair_Medium_INFIL_SPEED | Infiltration |  | Wkdy ¦ Default | 2014-01-01 | 2014-12-31 | Hourly | 1 | 1 | 1 | 1 | 1 | 1 | 0.5 | 0.5 | 0.5 | 0.5 | 0.5 | 0.5 | 0.5 | 0.5 | 0.5 | 0.5 | 0.5 | 0.5 | 0.5 | 0.5 | 0.5 | 0.5 | 1 | 1
Office_Stair_Medium_ACTIVITY_SPEED | Activity | W | WntrDsn | 2014-01-01 | 2014-12-31 | Constant | Hr 1: 120
Office_Stair_Medium_ACTIVITY_SPEED | Activity | W | SmrDsn | 2014-01-01 | 2014-12-31 | Constant | Hr 1: 120
Office_Stair_Medium_ACTIVITY_SPEED | Activity | W | Sun | 2014-01-01 | 2014-12-31 | Constant | Hr 1: 120
Office_Stair_Medium_ACTIVITY_SPEED | Activity | W | Sat | 2014-01-01 | 2014-12-31 | Constant | Hr 1: 120
Office_Stair_Medium_ACTIVITY_SPEED | Activity | W | Wkdy ¦ Default | 2014-01-01 | 2014-12-31 | Constant | Hr 1: 120
Office_Stair_Medium_OA_SPEED | OA Air |  | WntrDsn | 2014-01-01 | 2014-12-31 | Constant | bar: Hr 1
Office_Stair_Medium_OA_SPEED | OA Air |  | SmrDsn | 2014-01-01 | 2014-12-31 | Constant | bar: Hr 1
Office_Stair_Medium_OA_SPEED | OA Air |  | Sun | 2014-01-01 | 2014-12-31 | Hourly | 0 | 0 | 0 | 0 | 0 | 0 | 0 | 0 | 0 | 0 | 0 | 0 | 0 | 0 | 0 | 0 | 0 | 0 | 0 | 0 | 0 | 0 | 0 | 0
Office_Stair_Medium_OA_SPEED | OA Air |  | Sat | 2014-01-01 | 2014-12-31 | Hourly | 0 | 0 | 0 | 0 | 0 | 0 | 1 | 1 | 1 | 1 | 1 | 1 | 1 | 1 | 1 | 1 | 1 | 0 | 0 | 0 | 0 | 0 | 0 | 0
Office_Stair_Medium_OA_SPEED | OA Air |  | Wkdy ¦ Default | 2014-01-01 | 2014-12-31 | Hourly | 0 | 0 | 0 | 0 | 0 | 0 | 1 | 1 | 1 | 1 | 1 | 1 | 1 | 1 | 1 | 1 | 1 | 1 | 1 | 1 | 1 | 1 | 0 | 0
Office_Stair_Small_CLGSETP_SPEED | Thermostat Setpoint | C | WntrDsn | 2014-01-01 | 2014-12-31 | Constant | Hr 1: 23.9
Office_Stair_Small_CLGSETP_SPEED | Thermostat Setpoint | C | SmrDsn | 2014-01-01 | 2014-12-31 | Constant | Hr 1: 23.9
Office_Stair_Small_CLGSETP_SPEED | Thermostat Setpoint | C | Sun | 2014-01-01 | 2014-12-31 | Constant | Hr 1: 25.6
Office_Stair_Small_CLGSETP_SPEED | Thermostat Setpoint | C | Sat | 2014-01-01 | 2014-12-31 | Constant | Hr 1: 25.6
Office_Stair_Small_CLGSETP_SPEED | Thermostat Setpoint | C | Wkdy ¦ Default | 2014-01-01 | 2014-12-31 | Hourly | 25.6 | 25.6 | 25.6 | 25.6 | 25.6 | 25.6 | 23.9 | 23.9 | 23.9 | 23.9 | 23.9 | 23.9 | 23.9 | 23.9 | 23.9 | 23.9 | 23.9 | 23.9 | 23.9 | 23.9 | 23.9 | 23.9 | 25.6 | 25.6
Office_Stair_Small_HTGSETP_SPEED | Thermostat Setpoint | C | WntrDsn | 2014-01-01 | 2014-12-31 | Constant | Hr 1: 21.1
Office_Stair_Small_HTGSETP_SPEED | Thermostat Setpoint | C | SmrDsn | 2014-01-01 | 2014-12-31 | Constant | Hr 1: 21.1
Office_Stair_Small_HTGSETP_SPEED | Thermostat Setpoint | C | Sun | 2014-01-01 | 2014-12-31 | Constant | Hr 1: 19.4
Office_Stair_Small_HTGSETP_SPEED | Thermostat Setpoint | C | Sat | 2014-01-01 | 2014-12-31 | Constant | Hr 1: 19.4
Office_Stair_Small_HTGSETP_SPEED | Thermostat Setpoint | C | Wkdy ¦ Default | 2014-01-01 | 2014-12-31 | Hourly | 19.4 | 19.4 | 19.4 | 19.4 | 19.4 | 19.4 | 21.1 | 21.1 | 21.1 | 21.1 | 21.1 | 21.1 | 21.1 | 21.1 | 21.1 | 21.1 | 21.1 | 21.1 | 21.1 | 21.1 | 21.1 | 21.1 | 19.4 | 19.4
Office_Stair_Small_OCC_SPEED | Occupancy |  | WntrDsn | 2014-01-01 | 2014-12-31 | Constant | Hr 1: 0
Office_Stair_Small_OCC_SPEED | Occupancy |  | SmrDsn | 2014-01-01 | 2014-12-31 | Constant | bar: Hr 1
Office_Stair_Small_OCC_SPEED | Occupancy |  | Sun | 2014-01-01 | 2014-12-31 | Constant | Hr 1: 0
Office_Stair_Small_OCC_SPEED | Occupancy |  | Sat | 2014-01-01 | 2014-12-31 | Constant | Hr 1: 0
Office_Stair_Small_OCC_SPEED | Occupancy |  | Wkdy ¦ Default | 2014-01-01 | 2014-12-31 | Hourly | 0 | 0 | 0 | 0 | 0 | 0 | 0.11 | 0.21 | 1 | 1 | 1 | 1 | 0.53 | 1 | 1 | 1 | 1 | 0.32 | 0.11 | 0.11 | 0.11 | 0.11 | 0.05 | 0
Office_Stair_Small_LIGHT_2007_SPEED | Lighting |  | WntrDsn | 2014-01-01 | 2014-12-31 | Constant | Hr 1: 0
Office_Stair_Small_LIGHT_2007_SPEED | Lighting |  | SmrDsn | 2014-01-01 | 2014-12-31 | Constant | bar: Hr 1
Office_Stair_Small_LIGHT_2007_SPEED | Lighting |  | Sun | 2014-01-01 | 2014-12-31 | Constant | Hr 1: 0.18
Office_Stair_Small_LIGHT_2007_SPEED | Lighting |  | Sat | 2014-01-01 | 2014-12-31 | Constant | Hr 1: 0.18
Office_Stair_Small_LIGHT_2007_SPEED | Lighting |  | Wkdy ¦ Default | 2014-01-01 | 2014-12-31 | Hourly | 0.18 | 0.18 | 0.18 | 0.18 | 0.18 | 0.23 | 0.23 | 0.42 | 0.9 | 0.9 | 0.9 | 0.9 | 0.8 | 0.9 | 0.9 | 0.9 | 0.9 | 0.61 | 0.42 | 0.42 | 0.32 | 0.32 | 0.23 | 0.18
Office_Stair_Small_EQUIP_2007_SPEED | Equipment |  | WntrDsn | 2014-01-01 | 2014-12-31 | Constant | Hr 1: 0
Office_Stair_Small_EQUIP_2007_SPEED | Equipment |  | SmrDsn | 2014-01-01 | 2014-12-31 | Constant | bar: Hr 1
Office_Stair_Small_EQUIP_2007_SPEED | Equipment |  | Sun | 2014-01-01 | 2014-12-31 | Constant | Hr 1: 0.2
Office_Stair_Small_EQUIP_2007_SPEED | Equipment |  | Sat | 2014-01-01 | 2014-12-31 | Constant | Hr 1: 0.2
Office_Stair_Small_EQUIP_2007_SPEED | Equipment |  | Wkdy ¦ Default | 2014-01-01 | 2014-12-31 | Hourly | 0.5 | 0.5 | 0.5 | 0.5 | 0.5 | 0.5 | 0.5 | 0.5 | 1 | 1 | 1 | 1 | 0.94 | 1 | 1 | 1 | 1 | 0.5 | 0.2 | 0.2 | 0.2 | 0.2 | 0.2 | 0.2
Office_Stair_Small_LIGHT_2010_SPEED | Lighting |  | WntrDsn | 2014-01-01 | 2014-12-31 | Constant | Hr 1: 0
Office_Stair_Small_LIGHT_2010_SPEED | Lighting |  | SmrDsn | 2014-01-01 | 2014-12-31 | Constant | bar: Hr 1
Office_Stair_Small_LIGHT_2010_SPEED | Lighting |  | Sun | 2014-01-01 | 2014-12-31 | Constant | Hr 1: 0.18
Office_Stair_Small_LIGHT_2010_SPEED | Lighting |  | Sat | 2014-01-01 | 2014-12-31 | Constant | Hr 1: 0.18
Office_Stair_Small_LIGHT_2010_SPEED | Lighting |  | Wkdy ¦ Default | 2014-01-01 | 2014-12-31 | Hourly | 0.18 | 0.18 | 0.18 | 0.18 | 0.18 | 0.23 | 0.18706 | 0.34159 | 0.73197 | 0.73197 | 0.73197 | 0.73197 | 0.65064 | 0.73197 | 0.73197 | 0.73197 | 0.73197 | 0.49611 | 0.34159 | 0.34159 | 0.26026 | 0.26026 | 0.18706 | 0.18
Office_Stair_Small_EQUIP_2010_SPEED | Equipment |  | WntrDsn | 2014-01-01 | 2014-12-31 | Constant | Hr 1: 0
Office_Stair_Small_EQUIP_2010_SPEED | Equipment |  | SmrDsn | 2014-01-01 | 2014-12-31 | Constant | bar: Hr 1
Office_Stair_Small_EQUIP_2010_SPEED | Equipment |  | Sun | 2014-01-01 | 2014-12-31 | Constant | Hr 1: 0.2
Office_Stair_Small_EQUIP_2010_SPEED | Equipment |  | Sat | 2014-01-01 | 2014-12-31 | Constant | Hr 1: 0.2
Office_Stair_Small_EQUIP_2010_SPEED | Equipment |  | Wkdy ¦ Default | 2014-01-01 | 2014-12-31 | Hourly | 0.42575 | 0.42575 | 0.42575 | 0.42575 | 0.42575 | 0.42575 | 0.48468 | 0.48468 | 0.96935 | 0.96935 | 0.96935 | 0.96935 | 0.91119 | 0.96935 | 0.96935 | 0.96935 | 0.96935 | 0.48468 | 0.19387 | 0.19387 | 0.19387 | 0.19387 | 0.19387 | 0.1703
Office_Stair_Small_LIGHT_2013_SPEED | Lighting |  | WntrDsn | 2014-01-01 | 2014-12-31 | Constant | Hr 1: 0
Office_Stair_Small_LIGHT_2013_SPEED | Lighting |  | SmrDsn | 2014-01-01 | 2014-12-31 | Constant | bar: Hr 1
Office_Stair_Small_LIGHT_2013_SPEED | Lighting |  | Sun | 2014-01-01 | 2014-12-31 | Constant | Hr 1: 0.18
Office_Stair_Small_LIGHT_2013_SPEED | Lighting |  | Sat | 2014-01-01 | 2014-12-31 | Constant | Hr 1: 0.18
Office_Stair_Small_LIGHT_2013_SPEED | Lighting |  | Wkdy ¦ Default | 2014-01-01 | 2014-12-31 | Hourly | 0.18 | 0.18 | 0.18 | 0.18 | 0.18 | 0.23 | 0.17864 | 0.32621 | 0.69903 | 0.69903 | 0.69903 | 0.69903 | 0.62136 | 0.69903 | 0.69903 | 0.69903 | 0.69903 | 0.47379 | 0.32621 | 0.32621 | 0.24854 | 0.24854 | 0.17864 | 0.18
Office_Stair_Small_EQUIP_2013_SPEED | Equipment |  | WntrDsn | 2014-01-01 | 2014-12-31 | Constant | Hr 1: 0
Office_Stair_Small_EQUIP_2013_SPEED | Equipment |  | SmrDsn | 2014-01-01 | 2014-12-31 | Constant | bar: Hr 1
Office_Stair_Small_EQUIP_2013_SPEED | Equipment |  | Sun | 2014-01-01 | 2014-12-31 | Constant | Hr 1: 0.16379
Office_Stair_Small_EQUIP_2013_SPEED | Equipment |  | Sat | 2014-01-01 | 2014-12-31 | Constant | Hr 1: 0.16379
Office_Stair_Small_EQUIP_2013_SPEED | Equipment |  | Wkdy ¦ Default | 2014-01-01 | 2014-12-31 | Hourly | 0.40948 | 0.40948 | 0.40948 | 0.40948 | 0.40948 | 0.40948 | 0.47975 | 0.47975 | 0.95951 | 0.95951 | 0.95951 | 0.95951 | 0.90193 | 0.95951 | 0.95951 | 0.95951 | 0.95951 | 0.47975 | 0.1919 | 0.1919 | 0.1919 | 0.1919 | 0.1919 | 0.16379
Office_Stair_Small_INFIL_SPEED | Infiltration |  | WntrDsn | 2014-01-01 | 2014-12-31 | Constant | bar: Hr 1
Office_Stair_Small_INFIL_SPEED | Infiltration |  | SmrDsn | 2014-01-01 | 2014-12-31 | Constant | bar: Hr 1
Office_Stair_Small_INFIL_SPEED | Infiltration |  | Sun | 2014-01-01 | 2014-12-31 | Constant | bar: Hr 1
Office_Stair_Small_INFIL_SPEED | Infiltration |  | Sat | 2014-01-01 | 2014-12-31 | Constant | bar: Hr 1
Office_Stair_Small_INFIL_SPEED | Infiltration |  | Wkdy ¦ Default | 2014-01-01 | 2014-12-31 | Hourly | 1 | 1 | 1 | 1 | 1 | 1 | 0.5 | 0.5 | 0.5 | 0.5 | 0.5 | 0.5 | 0.5 | 0.5 | 0.5 | 0.5 | 0.5 | 0.5 | 0.5 | 0.5 | 0.5 | 0.5 | 1 | 1
Office_Stair_Small_ACTIVITY_SPEED | Activity | W | WntrDsn | 2014-01-01 | 2014-12-31 | Constant | Hr 1: 120
Office_Stair_Small_ACTIVITY_SPEED | Activity | W | SmrDsn | 2014-01-01 | 2014-12-31 | Constant | Hr 1: 120
Office_Stair_Small_ACTIVITY_SPEED | Activity | W | Sun | 2014-01-01 | 2014-12-31 | Constant | Hr 1: 120
Office_Stair_Small_ACTIVITY_SPEED | Activity | W | Sat | 2014-01-01 | 2014-12-31 | Constant | Hr 1: 120
Office_Stair_Small_ACTIVITY_SPEED | Activity | W | Wkdy ¦ Default | 2014-01-01 | 2014-12-31 | Constant | Hr 1: 120
Office_Stair_Small_OA_SPEED | OA Air |  | WntrDsn | 2014-01-01 | 2014-12-31 | Constant | bar: Hr 1
Office_Stair_Small_OA_SPEED | OA Air |  | SmrDsn | 2014-01-01 | 2014-12-31 | Constant | bar: Hr 1
Office_Stair_Small_OA_SPEED | OA Air |  | Sun | 2014-01-01 | 2014-12-31 | Constant | Hr 1: 0
Office_Stair_Small_OA_SPEED | OA Air |  | Sat | 2014-01-01 | 2014-12-31 | Constant | Hr 1: 0
Office_Stair_Small_OA_SPEED | OA Air |  | Wkdy ¦ Default | 2014-01-01 | 2014-12-31 | Hourly | 0 | 0 | 0 | 0 | 0 | 0 | 1 | 1 | 1 | 1 | 1 | 1 | 1 | 1 | 1 | 1 | 1 | 1 | 1 | 1 | 1 | 1 | 0 | 0
Office_Storage_Large_CLGSETP_SPEED | Thermostat Setpoint | C | WntrDsn | 2014-01-01 | 2014-12-31 | Constant | Hr 1: 23.9
Office_Storage_Large_CLGSETP_SPEED | Thermostat Setpoint | C | SmrDsn | 2014-01-01 | 2014-12-31 | Constant | Hr 1: 23.9
Office_Storage_Large_CLGSETP_SPEED | Thermostat Setpoint | C | Sun | 2014-01-01 | 2014-12-31 | Hourly | 25.6 | 25.6 | 25.6 | 25.6 | 25.6 | 25.6 | 25.6 | 25.6 | 25.6 | 25.6 | 25.6 | 25.6 | 25.6 | 25.6 | 25.6 | 25.6 | 25.6 | 25.6 | 25.6 | 25.6 | 25.6 | 25.6 | 25.6 | 25.6
Office_Storage_Large_CLGSETP_SPEED | Thermostat Setpoint | C | Sat | 2014-01-01 | 2014-12-31 | Hourly | 25.6 | 25.6 | 25.6 | 25.6 | 25.6 | 25.6 | 23.9 | 23.9 | 23.9 | 23.9 | 23.9 | 23.9 | 23.9 | 23.9 | 23.9 | 23.9 | 23.9 | 25.6 | 25.6 | 25.6 | 25.6 | 25.6 | 25.6 | 25.6
Office_Storage_Large_CLGSETP_SPEED | Thermostat Setpoint | C | Wkdy ¦ Default | 2014-01-01 | 2014-12-31 | Hourly | 25.6 | 25.6 | 25.6 | 25.6 | 25.6 | 25.6 | 23.9 | 23.9 | 23.9 | 23.9 | 23.9 | 23.9 | 23.9 | 23.9 | 23.9 | 23.9 | 23.9 | 23.9 | 23.9 | 23.9 | 23.9 | 23.9 | 25.6 | 25.6
Office_Storage_Large_HTGSETP_SPEED | Thermostat Setpoint | C | WntrDsn | 2014-01-01 | 2014-12-31 | Constant | Hr 1: 21.1
Office_Storage_Large_HTGSETP_SPEED | Thermostat Setpoint | C | SmrDsn | 2014-01-01 | 2014-12-31 | Constant | Hr 1: 21.1
Office_Storage_Large_HTGSETP_SPEED | Thermostat Setpoint | C | Sun | 2014-01-01 | 2014-12-31 | Hourly | 19.4 | 19.4 | 19.4 | 19.4 | 19.4 | 19.4 | 19.4 | 19.4 | 19.4 | 19.4 | 19.4 | 19.4 | 19.4 | 19.4 | 19.4 | 19.4 | 19.4 | 19.4 | 19.4 | 19.4 | 19.4 | 19.4 | 19.4 | 19.4
Office_Storage_Large_HTGSETP_SPEED | Thermostat Setpoint | C | Sat | 2014-01-01 | 2014-12-31 | Hourly | 19.4 | 19.4 | 19.4 | 19.4 | 19.4 | 19.4 | 21.1 | 21.1 | 21.1 | 21.1 | 21.1 | 21.1 | 21.1 | 21.1 | 21.1 | 21.1 | 21.1 | 19.4 | 19.4 | 19.4 | 19.4 | 19.4 | 19.4 | 19.4
Office_Storage_Large_HTGSETP_SPEED | Thermostat Setpoint | C | Wkdy ¦ Default | 2014-01-01 | 2014-12-31 | Hourly | 19.4 | 19.4 | 19.4 | 19.4 | 19.4 | 19.4 | 21.1 | 21.1 | 21.1 | 21.1 | 21.1 | 21.1 | 21.1 | 21.1 | 21.1 | 21.1 | 21.1 | 21.1 | 21.1 | 21.1 | 21.1 | 21.1 | 19.4 | 19.4
Office_Storage_Large_OCC_SPEED | Occupancy |  | WntrDsn | 2014-01-01 | 2014-12-31 | Constant | Hr 1: 0
Office_Storage_Large_OCC_SPEED | Occupancy |  | SmrDsn | 2014-01-01 | 2014-12-31 | Constant | bar: Hr 1
Office_Storage_Large_OCC_SPEED | Occupancy |  | Sun | 2014-01-01 | 2014-12-31 | Hourly | 0 | 0 | 0 | 0 | 0 | 0 | 0.05 | 0.05 | 0.05 | 0.05 | 0.05 | 0.05 | 0.05 | 0.05 | 0.05 | 0.05 | 0.05 | 0.05 | 0 | 0 | 0 | 0 | 0 | 0
Office_Storage_Large_OCC_SPEED | Occupancy |  | Sat | 2014-01-01 | 2014-12-31 | Hourly | 0 | 0 | 0 | 0 | 0 | 0 | 0.1 | 0.1 | 0.3 | 0.3 | 0.3 | 0.3 | 0.1 | 0.1 | 0.1 | 0.1 | 0.1 | 0.05 | 0.05 | 0 | 0 | 0 | 0 | 0
Office_Storage_Large_OCC_SPEED | Occupancy |  | Wkdy ¦ Default | 2014-01-01 | 2014-12-31 | Hourly | 0 | 0 | 0 | 0 | 0 | 0 | 0.1 | 0.2 | 0.95 | 0.95 | 0.95 | 0.95 | 0.5 | 0.95 | 0.95 | 0.95 | 0.95 | 0.3 | 0.1 | 0.1 | 0.1 | 0.1 | 0.05 | 0.05
Office_Storage_Large_LIGHT_2007_SPEED | Lighting |  | WntrDsn | 2014-01-01 | 2014-12-31 | Constant | Hr 1: 0
Office_Storage_Large_LIGHT_2007_SPEED | Lighting |  | SmrDsn | 2014-01-01 | 2014-12-31 | Constant | bar: Hr 1
Office_Storage_Large_LIGHT_2007_SPEED | Lighting |  | Sun | 2014-01-01 | 2014-12-31 | Constant | Hr 1: 0.05
Office_Storage_Large_LIGHT_2007_SPEED | Lighting |  | Sat | 2014-01-01 | 2014-12-31 | Hourly | 0.05 | 0.05 | 0.05 | 0.05 | 0.05 | 0.05 | 0.1 | 0.1 | 0.3 | 0.3 | 0.3 | 0.3 | 0.15 | 0.15 | 0.15 | 0.15 | 0.15 | 0.05 | 0.05 | 0.05 | 0.05 | 0.05 | 0.05 | 0.05
Office_Storage_Large_LIGHT_2007_SPEED | Lighting |  | Wkdy ¦ Default | 2014-01-01 | 2014-12-31 | Hourly | 0.05 | 0.05 | 0.05 | 0.05 | 0.05 | 0.05 | 0.1 | 0.3 | 0.9 | 0.9 | 0.9 | 0.9 | 0.9 | 0.9 | 0.9 | 0.9 | 0.9 | 0.5 | 0.3 | 0.3 | 0.2 | 0.2 | 0.1 | 0.1
Office_Storage_Large_EQUIP_2007_SPEED | Equipment |  | WntrDsn | 2014-01-01 | 2014-12-31 | Constant | Hr 1: 0
Office_Storage_Large_EQUIP_2007_SPEED | Equipment |  | SmrDsn | 2014-01-01 | 2014-12-31 | Constant | bar: Hr 1
Office_Storage_Large_EQUIP_2007_SPEED | Equipment |  | Sun | 2014-01-01 | 2014-12-31 | Constant | Hr 1: 0.3
Office_Storage_Large_EQUIP_2007_SPEED | Equipment |  | Sat | 2014-01-01 | 2014-12-31 | Hourly | 0.3 | 0.3 | 0.3 | 0.3 | 0.3 | 0.3 | 0.4 | 0.4 | 0.5 | 0.5 | 0.5 | 0.5 | 0.35 | 0.35 | 0.35 | 0.35 | 0.35 | 0.3 | 0.3 | 0.3 | 0.3 | 0.3 | 0.3 | 0.3
Office_Storage_Large_EQUIP_2007_SPEED | Equipment |  | Wkdy ¦ Default | 2014-01-01 | 2014-12-31 | Hourly | 0.4 | 0.4 | 0.4 | 0.4 | 0.4 | 0.4 | 0.4 | 0.4 | 0.9 | 0.9 | 0.9 | 0.9 | 0.8 | 0.9 | 0.9 | 0.9 | 0.9 | 0.5 | 0.4 | 0.4 | 0.4 | 0.4 | 0.4 | 0.4
Office_Storage_Large_LIGHT_2010_SPEED | Lighting |  | WntrDsn | 2014-01-01 | 2014-12-31 | Constant | Hr 1: 0
Office_Storage_Large_LIGHT_2010_SPEED | Lighting |  | SmrDsn | 2014-01-01 | 2014-12-31 | Constant | bar: Hr 1
Office_Storage_Large_LIGHT_2010_SPEED | Lighting |  | Sun | 2014-01-01 | 2014-12-31 | Constant | Hr 1: 0.05
Office_Storage_Large_LIGHT_2010_SPEED | Lighting |  | Sat | 2014-01-01 | 2014-12-31 | Hourly | 0.05 | 0.05 | 0.05 | 0.05 | 0.05 | 0.05 | 0.09238 | 0.09238 | 0.27714 | 0.27714 | 0.27714 | 0.27714 | 0.13857 | 0.13857 | 0.13857 | 0.13857 | 0.13857 | 0.04619 | 0.04619 | 0.05 | 0.05 | 0.05 | 0.05 | 0.05
Office_Storage_Large_LIGHT_2010_SPEED | Lighting |  | Wkdy ¦ Default | 2014-01-01 | 2014-12-31 | Hourly | 0.05 | 0.05 | 0.05 | 0.05 | 0.05 | 0.1 | 0.09238 | 0.27714 | 0.83142 | 0.83142 | 0.83142 | 0.83142 | 0.83142 | 0.83142 | 0.83142 | 0.83142 | 0.83142 | 0.4619 | 0.27714 | 0.27714 | 0.18476 | 0.18476 | 0.09238 | 0.04619
Office_Storage_Large_EQUIP_2010_SPEED | Equipment |  | WntrDsn | 2014-01-01 | 2014-12-31 | Constant | Hr 1: 0
Office_Storage_Large_EQUIP_2010_SPEED | Equipment |  | SmrDsn | 2014-01-01 | 2014-12-31 | Constant | bar: Hr 1
Office_Storage_Large_EQUIP_2010_SPEED | Equipment |  | Sun | 2014-01-01 | 2014-12-31 | Hourly | 0.3 | 0.3 | 0.3 | 0.3 | 0.3 | 0.3 | 0.3 | 0.3 | 0.3 | 0.3 | 0.3 | 0.3 | 0.3 | 0.3 | 0.3 | 0.3 | 0.3 | 0.3 | 0.3 | 0.3 | 0.3 | 0.3 | 0.3 | 0.3
Office_Storage_Large_EQUIP_2010_SPEED | Equipment |  | Sat | 2014-01-01 | 2014-12-31 | Hourly | 0.3 | 0.3 | 0.3 | 0.3 | 0.3 | 0.3 | 0.4 | 0.4 | 0.5 | 0.5 | 0.5 | 0.5 | 0.35 | 0.35 | 0.35 | 0.35 | 0.35 | 0.3 | 0.3 | 0.3 | 0.3 | 0.3 | 0.3 | 0.3
Office_Storage_Large_EQUIP_2010_SPEED | Equipment |  | Wkdy ¦ Default | 2014-01-01 | 2014-12-31 | Hourly | 0.4 | 0.4 | 0.4 | 0.4 | 0.4 | 0.4 | 0.4 | 0.4 | 0.9 | 0.9 | 0.9 | 0.9 | 0.8 | 0.9 | 0.9 | 0.9 | 0.9 | 0.5 | 0.4 | 0.4 | 0.4 | 0.4 | 0.4 | 0.4
Office_Storage_Large_LIGHT_2013_SPEED | Lighting |  | WntrDsn | 2014-01-01 | 2014-12-31 | Constant | Hr 1: 0
Office_Storage_Large_LIGHT_2013_SPEED | Lighting |  | SmrDsn | 2014-01-01 | 2014-12-31 | Constant | bar: Hr 1
Office_Storage_Large_LIGHT_2013_SPEED | Lighting |  | Sun | 2014-01-01 | 2014-12-31 | Hourly | 0.05 | 0.05 | 0.05 | 0.05 | 0.05 | 0.04528 | 0.04528 | 0.04528 | 0.04528 | 0.04528 | 0.04528 | 0.04528 | 0.04528 | 0.04528 | 0.04528 | 0.04528 | 0.04528 | 0.04528 | 0.05 | 0.05 | 0.05 | 0.05 | 0.05 | 0.05
Office_Storage_Large_LIGHT_2013_SPEED | Lighting |  | Sat | 2014-01-01 | 2014-12-31 | Hourly | 0.05 | 0.05 | 0.05 | 0.05 | 0.05 | 0.05 | 0.09056 | 0.09056 | 0.27168 | 0.27168 | 0.27168 | 0.27168 | 0.13584 | 0.13584 | 0.13584 | 0.13584 | 0.13584 | 0.04528 | 0.04528 | 0.05 | 0.05 | 0.05 | 0.05 | 0.05
Office_Storage_Large_LIGHT_2013_SPEED | Lighting |  | Wkdy ¦ Default | 2014-01-01 | 2014-12-31 | Hourly | 0.05 | 0.05 | 0.05 | 0.05 | 0.05 | 0.1 | 0.09056 | 0.27168 | 0.81504 | 0.81504 | 0.81504 | 0.81504 | 0.81504 | 0.81504 | 0.81504 | 0.81504 | 0.81504 | 0.4528 | 0.27168 | 0.27168 | 0.18112 | 0.18112 | 0.09056 | 0.04528
Office_Storage_Large_EQUIP_2013_SPEED | Equipment |  | WntrDsn | 2014-01-01 | 2014-12-31 | Constant | Hr 1: 0
Office_Storage_Large_EQUIP_2013_SPEED | Equipment |  | SmrDsn | 2014-01-01 | 2014-12-31 | Constant | bar: Hr 1
Office_Storage_Large_EQUIP_2013_SPEED | Equipment |  | Sun | 2014-01-01 | 2014-12-31 | Hourly | 0.22108 | 0.22108 | 0.22108 | 0.22108 | 0.22108 | 0.22108 | 0.28474 | 0.28474 | 0.28474 | 0.28474 | 0.28474 | 0.28474 | 0.28474 | 0.28474 | 0.28474 | 0.28474 | 0.28474 | 0.28474 | 0.22108 | 0.22108 | 0.22108 | 0.22108 | 0.22108 | 0.22108
Office_Storage_Large_EQUIP_2013_SPEED | Equipment |  | Sat | 2014-01-01 | 2014-12-31 | Hourly | 0.22108 | 0.22108 | 0.22108 | 0.22108 | 0.22108 | 0.22108 | 0.37966 | 0.37966 | 0.47457 | 0.47457 | 0.47457 | 0.47457 | 0.3322 | 0.3322 | 0.3322 | 0.3322 | 0.3322 | 0.28474 | 0.28474 | 0.22108 | 0.22108 | 0.22108 | 0.22108 | 0.22108
Office_Storage_Large_EQUIP_2013_SPEED | Equipment |  | Wkdy ¦ Default | 2014-01-01 | 2014-12-31 | Hourly | 0.29478 | 0.29478 | 0.29478 | 0.29478 | 0.29478 | 0.29478 | 0.37966 | 0.37966 | 0.85423 | 0.85423 | 0.85423 | 0.85423 | 0.75931 | 0.85423 | 0.85423 | 0.85423 | 0.85423 | 0.47457 | 0.37966 | 0.37966 | 0.37966 | 0.37966 | 0.37966 | 0.37966
Office_Storage_Large_INFIL_SPEED | Infiltration |  | WntrDsn | 2014-01-01 | 2014-12-31 | Constant | bar: Hr 1
Office_Storage_Large_INFIL_SPEED | Infiltration |  | SmrDsn | 2014-01-01 | 2014-12-31 | Constant | bar: Hr 1
Office_Storage_Large_INFIL_SPEED | Infiltration |  | Sun | 2014-01-01 | 2014-12-31 | Hourly | bar: Hr 1 to Hr 24
Office_Storage_Large_INFIL_SPEED | Infiltration |  | Sat | 2014-01-01 | 2014-12-31 | Hourly | 1 | 1 | 1 | 1 | 1 | 1 | 0.5 | 0.5 | 0.5 | 0.5 | 0.5 | 0.5 | 0.5 | 0.5 | 0.5 | 0.5 | 0.5 | 1 | 1 | 1 | 1 | 1 | 1 | 1
Office_Storage_Large_INFIL_SPEED | Infiltration |  | Wkdy ¦ Default | 2014-01-01 | 2014-12-31 | Hourly | 1 | 1 | 1 | 1 | 1 | 1 | 0.5 | 0.5 | 0.5 | 0.5 | 0.5 | 0.5 | 0.5 | 0.5 | 0.5 | 0.5 | 0.5 | 0.5 | 0.5 | 0.5 | 0.5 | 0.5 | 1 | 1
Office_Storage_Large_ACTIVITY_SPEED | Activity | W | WntrDsn | 2014-01-01 | 2014-12-31 | Constant | Hr 1: 120
Office_Storage_Large_ACTIVITY_SPEED | Activity | W | SmrDsn | 2014-01-01 | 2014-12-31 | Constant | Hr 1: 120
Office_Storage_Large_ACTIVITY_SPEED | Activity | W | Sun | 2014-01-01 | 2014-12-31 | Constant | Hr 1: 120
Office_Storage_Large_ACTIVITY_SPEED | Activity | W | Sat | 2014-01-01 | 2014-12-31 | Constant | Hr 1: 120
Office_Storage_Large_ACTIVITY_SPEED | Activity | W | Wkdy ¦ Default | 2014-01-01 | 2014-12-31 | Constant | Hr 1: 120
Office_Storage_Large_OA_SPEED | OA Air |  | WntrDsn | 2014-01-01 | 2014-12-31 | Constant | bar: Hr 1
Office_Storage_Large_OA_SPEED | OA Air |  | SmrDsn | 2014-01-01 | 2014-12-31 | Constant | bar: Hr 1
Office_Storage_Large_OA_SPEED | OA Air |  | Sun | 2014-01-01 | 2014-12-31 | Hourly | 0 | 0 | 0 | 0 | 0 | 0 | 0 | 0 | 0 | 0 | 0 | 0 | 0 | 0 | 0 | 0 | 0 | 0 | 0 | 0 | 0 | 0 | 0 | 0
Office_Storage_Large_OA_SPEED | OA Air |  | Sat | 2014-01-01 | 2014-12-31 | Hourly | 0 | 0 | 0 | 0 | 0 | 0 | 1 | 1 | 1 | 1 | 1 | 1 | 1 | 1 | 1 | 1 | 1 | 0 | 0 | 0 | 0 | 0 | 0 | 0
Office_Storage_Large_OA_SPEED | OA Air |  | Wkdy ¦ Default | 2014-01-01 | 2014-12-31 | Hourly | 0 | 0 | 0 | 0 | 0 | 0 | 1 | 1 | 1 | 1 | 1 | 1 | 1 | 1 | 1 | 1 | 1 | 1 | 1 | 1 | 1 | 1 | 0 | 0
Office_Storage_Medium_CLGSETP_SPEED | Thermostat Setpoint | C | WntrDsn | 2014-01-01 | 2014-12-31 | Constant | Hr 1: 23.9
Office_Storage_Medium_CLGSETP_SPEED | Thermostat Setpoint | C | SmrDsn | 2014-01-01 | 2014-12-31 | Constant | Hr 1: 23.9
Office_Storage_Medium_CLGSETP_SPEED | Thermostat Setpoint | C | Sun | 2014-01-01 | 2014-12-31 | Hourly | 25.6 | 25.6 | 25.6 | 25.6 | 25.6 | 25.6 | 25.6 | 25.6 | 25.6 | 25.6 | 25.6 | 25.6 | 25.6 | 25.6 | 25.6 | 25.6 | 25.6 | 25.6 | 25.6 | 25.6 | 25.6 | 25.6 | 25.6 | 25.6
Office_Storage_Medium_CLGSETP_SPEED | Thermostat Setpoint | C | Sat | 2014-01-01 | 2014-12-31 | Hourly | 25.6 | 25.6 | 25.6 | 25.6 | 25.6 | 25.6 | 23.9 | 23.9 | 23.9 | 23.9 | 23.9 | 23.9 | 23.9 | 23.9 | 23.9 | 23.9 | 23.9 | 25.6 | 25.6 | 25.6 | 25.6 | 25.6 | 25.6 | 25.6
Office_Storage_Medium_CLGSETP_SPEED | Thermostat Setpoint | C | Wkdy ¦ Default | 2014-01-01 | 2014-12-31 | Hourly | 25.6 | 25.6 | 25.6 | 25.6 | 25.6 | 25.6 | 23.9 | 23.9 | 23.9 | 23.9 | 23.9 | 23.9 | 23.9 | 23.9 | 23.9 | 23.9 | 23.9 | 23.9 | 23.9 | 23.9 | 23.9 | 23.9 | 25.6 | 25.6
Office_Storage_Medium_HTGSETP_SPEED | Thermostat Setpoint | C | WntrDsn | 2014-01-01 | 2014-12-31 | Constant | Hr 1: 21.1
Office_Storage_Medium_HTGSETP_SPEED | Thermostat Setpoint | C | SmrDsn | 2014-01-01 | 2014-12-31 | Constant | Hr 1: 21.1
Office_Storage_Medium_HTGSETP_SPEED | Thermostat Setpoint | C | Sun | 2014-01-01 | 2014-12-31 | Hourly | 19.4 | 19.4 | 19.4 | 19.4 | 19.4 | 19.4 | 19.4 | 19.4 | 19.4 | 19.4 | 19.4 | 19.4 | 19.4 | 19.4 | 19.4 | 19.4 | 19.4 | 19.4 | 19.4 | 19.4 | 19.4 | 19.4 | 19.4 | 19.4
Office_Storage_Medium_HTGSETP_SPEED | Thermostat Setpoint | C | Sat | 2014-01-01 | 2014-12-31 | Hourly | 19.4 | 19.4 | 19.4 | 19.4 | 19.4 | 19.4 | 21.1 | 21.1 | 21.1 | 21.1 | 21.1 | 21.1 | 21.1 | 21.1 | 21.1 | 21.1 | 21.1 | 19.4 | 19.4 | 19.4 | 19.4 | 19.4 | 19.4 | 19.4
Office_Storage_Medium_HTGSETP_SPEED | Thermostat Setpoint | C | Wkdy ¦ Default | 2014-01-01 | 2014-12-31 | Hourly | 19.4 | 19.4 | 19.4 | 19.4 | 19.4 | 19.4 | 21.1 | 21.1 | 21.1 | 21.1 | 21.1 | 21.1 | 21.1 | 21.1 | 21.1 | 21.1 | 21.1 | 21.1 | 21.1 | 21.1 | 21.1 | 21.1 | 19.4 | 19.4
Office_Storage_Medium_OCC_SPEED | Occupancy |  | WntrDsn | 2014-01-01 | 2014-12-31 | Constant | Hr 1: 0
Office_Storage_Medium_OCC_SPEED | Occupancy |  | SmrDsn | 2014-01-01 | 2014-12-31 | Constant | bar: Hr 1
Office_Storage_Medium_OCC_SPEED | Occupancy |  | Sun | 2014-01-01 | 2014-12-31 | Hourly | 0 | 0 | 0 | 0 | 0 | 0 | 0.05 | 0.05 | 0.05 | 0.05 | 0.05 | 0.05 | 0.05 | 0.05 | 0.05 | 0.05 | 0.05 | 0.05 | 0 | 0 | 0 | 0 | 0 | 0
Office_Storage_Medium_OCC_SPEED | Occupancy |  | Sat | 2014-01-01 | 2014-12-31 | Hourly | 0 | 0 | 0 | 0 | 0 | 0 | 0.1 | 0.1 | 0.3 | 0.3 | 0.3 | 0.3 | 0.1 | 0.1 | 0.1 | 0.1 | 0.1 | 0.05 | 0.05 | 0 | 0 | 0 | 0 | 0
Office_Storage_Medium_OCC_SPEED | Occupancy |  | Wkdy ¦ Default | 2014-01-01 | 2014-12-31 | Hourly | 0 | 0 | 0 | 0 | 0 | 0 | 0.1 | 0.2 | 0.95 | 0.95 | 0.95 | 0.95 | 0.5 | 0.95 | 0.95 | 0.95 | 0.95 | 0.3 | 0.1 | 0.1 | 0.1 | 0.1 | 0.05 | 0.05
Office_Storage_Medium_LIGHT_2007_SPEED | Lighting |  | WntrDsn | 2014-01-01 | 2014-12-31 | Constant | Hr 1: 0
Office_Storage_Medium_LIGHT_2007_SPEED | Lighting |  | SmrDsn | 2014-01-01 | 2014-12-31 | Constant | bar: Hr 1
Office_Storage_Medium_LIGHT_2007_SPEED | Lighting |  | Sun | 2014-01-01 | 2014-12-31 | Constant | Hr 1: 0.05
Office_Storage_Medium_LIGHT_2007_SPEED | Lighting |  | Sat | 2014-01-01 | 2014-12-31 | Hourly | 0.05 | 0.05 | 0.05 | 0.05 | 0.05 | 0.05 | 0.1 | 0.1 | 0.3 | 0.3 | 0.3 | 0.3 | 0.15 | 0.15 | 0.15 | 0.15 | 0.15 | 0.05 | 0.05 | 0.05 | 0.05 | 0.05 | 0.05 | 0.05
Office_Storage_Medium_LIGHT_2007_SPEED | Lighting |  | Wkdy ¦ Default | 2014-01-01 | 2014-12-31 | Hourly | 0.05 | 0.05 | 0.05 | 0.05 | 0.05 | 0.1 | 0.1 | 0.3 | 0.9 | 0.9 | 0.9 | 0.9 | 0.9 | 0.9 | 0.9 | 0.9 | 0.9 | 0.5 | 0.3 | 0.3 | 0.2 | 0.2 | 0.1 | 0.1
Office_Storage_Medium_EQUIP_2007_SPEED | Equipment |  | WntrDsn | 2014-01-01 | 2014-12-31 | Constant | Hr 1: 0
Office_Storage_Medium_EQUIP_2007_SPEED | Equipment |  | SmrDsn | 2014-01-01 | 2014-12-31 | Constant | bar: Hr 1
Office_Storage_Medium_EQUIP_2007_SPEED | Equipment |  | Sun | 2014-01-01 | 2014-12-31 | Constant | Hr 1: 0.3
Office_Storage_Medium_EQUIP_2007_SPEED | Equipment |  | Sat | 2014-01-01 | 2014-12-31 | Hourly | 0.3 | 0.3 | 0.3 | 0.3 | 0.3 | 0.3 | 0.4 | 0.4 | 0.5 | 0.5 | 0.5 | 0.5 | 0.35 | 0.35 | 0.35 | 0.35 | 0.35 | 0.3 | 0.3 | 0.3 | 0.3 | 0.3 | 0.3 | 0.3
Office_Storage_Medium_EQUIP_2007_SPEED | Equipment |  | Wkdy ¦ Default | 2014-01-01 | 2014-12-31 | Hourly | 0.4 | 0.4 | 0.4 | 0.4 | 0.4 | 0.4 | 0.4 | 0.4 | 0.9 | 0.9 | 0.9 | 0.9 | 0.8 | 0.9 | 0.9 | 0.9 | 0.9 | 0.5 | 0.4 | 0.4 | 0.4 | 0.4 | 0.4 | 0.4
Office_Storage_Medium_LIGHT_2010_SPEED | Lighting |  | WntrDsn | 2014-01-01 | 2014-12-31 | Constant | Hr 1: 0
Office_Storage_Medium_LIGHT_2010_SPEED | Lighting |  | SmrDsn | 2014-01-01 | 2014-12-31 | Constant | bar: Hr 1
Office_Storage_Medium_LIGHT_2010_SPEED | Lighting |  | Sun | 2014-01-01 | 2014-12-31 | Hourly | 0.05 | 0.05 | 0.05 | 0.05 | 0.05 | 0.05 | 0.0452 | 0.0452 | 0.0452 | 0.0452 | 0.0452 | 0.0452 | 0.0452 | 0.0452 | 0.0452 | 0.0452 | 0.0452 | 0.0452 | 0.05 | 0.05 | 0.05 | 0.05 | 0.05 | 0.05
Office_Storage_Medium_LIGHT_2010_SPEED | Lighting |  | Sat | 2014-01-01 | 2014-12-31 | Hourly | 0.05 | 0.05 | 0.05 | 0.05 | 0.05 | 0.05 | 0.0904 | 0.0904 | 0.2712 | 0.2712 | 0.2712 | 0.2712 | 0.1356 | 0.1356 | 0.1356 | 0.1356 | 0.1356 | 0.0452 | 0.0452 | 0.05 | 0.05 | 0.05 | 0.05 | 0.05
Office_Storage_Medium_LIGHT_2010_SPEED | Lighting |  | Wkdy ¦ Default | 2014-01-01 | 2014-12-31 | Hourly | 0.05 | 0.05 | 0.05 | 0.05 | 0.05 | 0.1 | 0.0904 | 0.2712 | 0.8136 | 0.8136 | 0.8136 | 0.8136 | 0.8136 | 0.8136 | 0.8136 | 0.8136 | 0.8136 | 0.452 | 0.2712 | 0.2712 | 0.1808 | 0.1808 | 0.0904 | 0.0452
Office_Storage_Medium_EQUIP_2010_SPEED | Equipment |  | WntrDsn | 2014-01-01 | 2014-12-31 | Constant | Hr 1: 0
Office_Storage_Medium_EQUIP_2010_SPEED | Equipment |  | SmrDsn | 2014-01-01 | 2014-12-31 | Constant | bar: Hr 1
Office_Storage_Medium_EQUIP_2010_SPEED | Equipment |  | Sun | 2014-01-01 | 2014-12-31 | Hourly | 0.23814 | 0.23814 | 0.23814 | 0.23814 | 0.23814 | 0.23814 | 0.28811 | 0.28811 | 0.28811 | 0.28811 | 0.28811 | 0.28811 | 0.28811 | 0.28811 | 0.28811 | 0.28811 | 0.28811 | 0.28811 | 0.23814 | 0.23814 | 0.23814 | 0.23814 | 0.23814 | 0.23814
Office_Storage_Medium_EQUIP_2010_SPEED | Equipment |  | Sat | 2014-01-01 | 2014-12-31 | Hourly | 0.23814 | 0.23814 | 0.23814 | 0.23814 | 0.23814 | 0.23814 | 0.38414 | 0.38414 | 0.48018 | 0.48018 | 0.48018 | 0.48018 | 0.33613 | 0.33613 | 0.33613 | 0.33613 | 0.33613 | 0.28811 | 0.28811 | 0.23814 | 0.23814 | 0.23814 | 0.23814 | 0.23814
Office_Storage_Medium_EQUIP_2010_SPEED | Equipment |  | Wkdy ¦ Default | 2014-01-01 | 2014-12-31 | Hourly | 0.31751 | 0.31751 | 0.31751 | 0.31751 | 0.31751 | 0.31751 | 0.38414 | 0.38414 | 0.86432 | 0.86432 | 0.86432 | 0.86432 | 0.76829 | 0.86432 | 0.86432 | 0.86432 | 0.86432 | 0.48018 | 0.38414 | 0.38414 | 0.38414 | 0.38414 | 0.38414 | 0.38414
Office_Storage_Medium_LIGHT_2013_SPEED | Lighting |  | WntrDsn | 2014-01-01 | 2014-12-31 | Constant | Hr 1: 0
Office_Storage_Medium_LIGHT_2013_SPEED | Lighting |  | SmrDsn | 2014-01-01 | 2014-12-31 | Constant | bar: Hr 1
Office_Storage_Medium_LIGHT_2013_SPEED | Lighting |  | Sun | 2014-01-01 | 2014-12-31 | Hourly | 0.05 | 0.05 | 0.05 | 0.05 | 0.05 | 0.05 | 0.043116 | 0.043116 | 0.043116 | 0.043116 | 0.043116 | 0.043116 | 0.043116 | 0.043116 | 0.043116 | 0.043116 | 0.043116 | 0.043116 | 0.05 | 0.05 | 0.05 | 0.05 | 0.05 | 0.05
Office_Storage_Medium_LIGHT_2013_SPEED | Lighting |  | Sat | 2014-01-01 | 2014-12-31 | Hourly | 0.05 | 0.05 | 0.05 | 0.05 | 0.05 | 0.05 | 0.086233 | 0.086233 | 0.2587 | 0.2587 | 0.2587 | 0.2587 | 0.12935 | 0.12935 | 0.12935 | 0.12935 | 0.12935 | 0.043116 | 0.043116 | 0.05 | 0.05 | 0.05 | 0.05 | 0.05
Office_Storage_Medium_LIGHT_2013_SPEED | Lighting |  | Wkdy ¦ Default | 2014-01-01 | 2014-12-31 | Hourly | 0.05 | 0.05 | 0.05 | 0.05 | 0.05 | 0.1 | 0.086233 | 0.2587 | 0.77609 | 0.77609 | 0.77609 | 0.77609 | 0.77609 | 0.77609 | 0.77609 | 0.77609 | 0.77609 | 0.43116 | 0.2587 | 0.2587 | 0.17247 | 0.17247 | 0.086233 | 0.043116
Office_Storage_Medium_EQUIP_2013_SPEED | Equipment |  | WntrDsn | 2014-01-01 | 2014-12-31 | Constant | Hr 1: 0
Office_Storage_Medium_EQUIP_2013_SPEED | Equipment |  | SmrDsn | 2014-01-01 | 2014-12-31 | Constant | bar: Hr 1
Office_Storage_Medium_EQUIP_2013_SPEED | Equipment |  | Sun | 2014-01-01 | 2014-12-31 | Hourly | 0.23076 | 0.23076 | 0.23076 | 0.23076 | 0.23076 | 0.23076 | 0.28811 | 0.28811 | 0.28811 | 0.28811 | 0.28811 | 0.28811 | 0.28811 | 0.28811 | 0.28811 | 0.28811 | 0.28811 | 0.28811 | 0.23076 | 0.23076 | 0.23076 | 0.23076 | 0.23076 | 0.23076
Office_Storage_Medium_EQUIP_2013_SPEED | Equipment |  | Sat | 2014-01-01 | 2014-12-31 | Hourly | 0.23076 | 0.23076 | 0.23076 | 0.23076 | 0.23076 | 0.23076 | 0.38123 | 0.38123 | 0.47654 | 0.47654 | 0.47654 | 0.47654 | 0.33358 | 0.33358 | 0.33358 | 0.33358 | 0.33358 | 0.28593 | 0.28593 | 0.23076 | 0.23076 | 0.23076 | 0.23076 | 0.23076
Office_Storage_Medium_EQUIP_2013_SPEED | Equipment |  | Wkdy ¦ Default | 2014-01-01 | 2014-12-31 | Hourly | 0.30767 | 0.30767 | 0.30767 | 0.30767 | 0.30767 | 0.30767 | 0.38123 | 0.38123 | 0.85778 | 0.85778 | 0.85778 | 0.85778 | 0.76247 | 0.85778 | 0.85778 | 0.85778 | 0.85778 | 0.47654 | 0.38123 | 0.38123 | 0.38123 | 0.38123 | 0.38123 | 0.38123
Office_Storage_Medium_INFIL_SPEED | Infiltration |  | WntrDsn | 2014-01-01 | 2014-12-31 | Constant | bar: Hr 1
Office_Storage_Medium_INFIL_SPEED | Infiltration |  | SmrDsn | 2014-01-01 | 2014-12-31 | Constant | bar: Hr 1
Office_Storage_Medium_INFIL_SPEED | Infiltration |  | Sun | 2014-01-01 | 2014-12-31 | Hourly | bar: Hr 1 to Hr 24
Office_Storage_Medium_INFIL_SPEED | Infiltration |  | Sat | 2014-01-01 | 2014-12-31 | Hourly | 1 | 1 | 1 | 1 | 1 | 1 | 1 | 1 | 0.5 | 0.5 | 0.5 | 0.5 | 0.5 | 0.5 | 0.5 | 0.5 | 0.5 | 1 | 1 | 1 | 1 | 1 | 1 | 1
Office_Storage_Medium_INFIL_SPEED | Infiltration |  | Wkdy ¦ Default | 2014-01-01 | 2014-12-31 | Hourly | 1 | 1 | 1 | 1 | 1 | 1 | 0.5 | 0.5 | 0.5 | 0.5 | 0.5 | 0.5 | 0.5 | 0.5 | 0.5 | 0.5 | 0.5 | 0.5 | 0.5 | 0.5 | 0.5 | 0.5 | 1 | 1
Office_Storage_Medium_ACTIVITY_SPEED | Activity | W | WntrDsn | 2014-01-01 | 2014-12-31 | Constant | Hr 1: 120
Office_Storage_Medium_ACTIVITY_SPEED | Activity | W | SmrDsn | 2014-01-01 | 2014-12-31 | Constant | Hr 1: 120
Office_Storage_Medium_ACTIVITY_SPEED | Activity | W | Sun | 2014-01-01 | 2014-12-31 | Constant | Hr 1: 120
Office_Storage_Medium_ACTIVITY_SPEED | Activity | W | Sat | 2014-01-01 | 2014-12-31 | Constant | Hr 1: 120
Office_Storage_Medium_ACTIVITY_SPEED | Activity | W | Wkdy ¦ Default | 2014-01-01 | 2014-12-31 | Constant | Hr 1: 120
Office_Storage_Medium_OA_SPEED | OA Air |  | WntrDsn | 2014-01-01 | 2014-12-31 | Constant | bar: Hr 1
Office_Storage_Medium_OA_SPEED | OA Air |  | SmrDsn | 2014-01-01 | 2014-12-31 | Constant | bar: Hr 1
Office_Storage_Medium_OA_SPEED | OA Air |  | Sun | 2014-01-01 | 2014-12-31 | Hourly | 0 | 0 | 0 | 0 | 0 | 0 | 0 | 0 | 0 | 0 | 0 | 0 | 0 | 0 | 0 | 0 | 0 | 0 | 0 | 0 | 0 | 0 | 0 | 0
Office_Storage_Medium_OA_SPEED | OA Air |  | Sat | 2014-01-01 | 2014-12-31 | Hourly | 0 | 0 | 0 | 0 | 0 | 0 | 1 | 1 | 1 | 1 | 1 | 1 | 1 | 1 | 1 | 1 | 1 | 0 | 0 | 0 | 0 | 0 | 0 | 0
Office_Storage_Medium_OA_SPEED | OA Air |  | Wkdy ¦ Default | 2014-01-01 | 2014-12-31 | Hourly | 0 | 0 | 0 | 0 | 0 | 0 | 1 | 1 | 1 | 1 | 1 | 1 | 1 | 1 | 1 | 1 | 1 | 1 | 1 | 1 | 1 | 1 | 0 | 0
Office_Storage_Small_CLGSETP_SPEED | Thermostat Setpoint | C | WntrDsn | 2014-01-01 | 2014-12-31 | Constant | Hr 1: 23.9
Office_Storage_Small_CLGSETP_SPEED | Thermostat Setpoint | C | SmrDsn | 2014-01-01 | 2014-12-31 | Constant | Hr 1: 23.9
Office_Storage_Small_CLGSETP_SPEED | Thermostat Setpoint | C | Sun | 2014-01-01 | 2014-12-31 | Constant | Hr 1: 25.6
Office_Storage_Small_CLGSETP_SPEED | Thermostat Setpoint | C | Sat | 2014-01-01 | 2014-12-31 | Constant | Hr 1: 25.6
Office_Storage_Small_CLGSETP_SPEED | Thermostat Setpoint | C | Wkdy ¦ Default | 2014-01-01 | 2014-12-31 | Hourly | 25.6 | 25.6 | 25.6 | 25.6 | 25.6 | 25.6 | 23.9 | 23.9 | 23.9 | 23.9 | 23.9 | 23.9 | 23.9 | 23.9 | 23.9 | 23.9 | 23.9 | 23.9 | 23.9 | 23.9 | 23.9 | 23.9 | 25.6 | 25.6
Office_Storage_Small_HTGSETP_SPEED | Thermostat Setpoint | C | WntrDsn | 2014-01-01 | 2014-12-31 | Constant | Hr 1: 21.1
Office_Storage_Small_HTGSETP_SPEED | Thermostat Setpoint | C | SmrDsn | 2014-01-01 | 2014-12-31 | Constant | Hr 1: 21.1
Office_Storage_Small_HTGSETP_SPEED | Thermostat Setpoint | C | Sun | 2014-01-01 | 2014-12-31 | Constant | Hr 1: 19.4
Office_Storage_Small_HTGSETP_SPEED | Thermostat Setpoint | C | Sat | 2014-01-01 | 2014-12-31 | Constant | Hr 1: 19.4
Office_Storage_Small_HTGSETP_SPEED | Thermostat Setpoint | C | Wkdy ¦ Default | 2014-01-01 | 2014-12-31 | Hourly | 19.4 | 19.4 | 19.4 | 19.4 | 19.4 | 19.4 | 21.1 | 21.1 | 21.1 | 21.1 | 21.1 | 21.1 | 21.1 | 21.1 | 21.1 | 21.1 | 21.1 | 21.1 | 21.1 | 21.1 | 21.1 | 21.1 | 19.4 | 19.4
Office_Storage_Small_OCC_SPEED | Occupancy |  | WntrDsn | 2014-01-01 | 2014-12-31 | Constant | Hr 1: 0
Office_Storage_Small_OCC_SPEED | Occupancy |  | SmrDsn | 2014-01-01 | 2014-12-31 | Constant | bar: Hr 1
Office_Storage_Small_OCC_SPEED | Occupancy |  | Sun | 2014-01-01 | 2014-12-31 | Constant | Hr 1: 0
Office_Storage_Small_OCC_SPEED | Occupancy |  | Sat | 2014-01-01 | 2014-12-31 | Constant | Hr 1: 0
Office_Storage_Small_OCC_SPEED | Occupancy |  | Wkdy ¦ Default | 2014-01-01 | 2014-12-31 | Hourly | 0 | 0 | 0 | 0 | 0 | 0 | 0.11 | 0.21 | 1 | 1 | 1 | 1 | 0.53 | 1 | 1 | 1 | 1 | 0.32 | 0.11 | 0.11 | 0.11 | 0.11 | 0.05 | 0.05
Office_Storage_Small_LIGHT_2007_SPEED | Lighting |  | WntrDsn | 2014-01-01 | 2014-12-31 | Constant | Hr 1: 0
Office_Storage_Small_LIGHT_2007_SPEED | Lighting |  | SmrDsn | 2014-01-01 | 2014-12-31 | Constant | bar: Hr 1
Office_Storage_Small_LIGHT_2007_SPEED | Lighting |  | Sun | 2014-01-01 | 2014-12-31 | Constant | Hr 1: 0.18
Office_Storage_Small_LIGHT_2007_SPEED | Lighting |  | Sat | 2014-01-01 | 2014-12-31 | Constant | Hr 1: 0.18
Office_Storage_Small_LIGHT_2007_SPEED | Lighting |  | Wkdy ¦ Default | 2014-01-01 | 2014-12-31 | Hourly | 0.18 | 0.18 | 0.18 | 0.18 | 0.18 | 0.23 | 0.23 | 0.42 | 0.9 | 0.9 | 0.9 | 0.9 | 0.8 | 0.9 | 0.9 | 0.9 | 0.9 | 0.61 | 0.42 | 0.42 | 0.32 | 0.32 | 0.23 | 0.23
Office_Storage_Small_EQUIP_2007_SPEED | Equipment |  | WntrDsn | 2014-01-01 | 2014-12-31 | Constant | Hr 1: 0
Office_Storage_Small_EQUIP_2007_SPEED | Equipment |  | SmrDsn | 2014-01-01 | 2014-12-31 | Constant | bar: Hr 1
Office_Storage_Small_EQUIP_2007_SPEED | Equipment |  | Sun | 2014-01-01 | 2014-12-31 | Constant | Hr 1: 0.2
Office_Storage_Small_EQUIP_2007_SPEED | Equipment |  | Sat | 2014-01-01 | 2014-12-31 | Constant | Hr 1: 0.2
Office_Storage_Small_EQUIP_2007_SPEED | Equipment |  | Wkdy ¦ Default | 2014-01-01 | 2014-12-31 | Hourly | 0.5 | 0.5 | 0.5 | 0.5 | 0.5 | 0.5 | 0.5 | 0.5 | 1 | 1 | 1 | 1 | 0.94 | 1 | 1 | 1 | 1 | 0.5 | 0.2 | 0.2 | 0.2 | 0.2 | 0.2 | 0.2
Office_Storage_Small_LIGHT_2010_SPEED | Lighting |  | WntrDsn | 2014-01-01 | 2014-12-31 | Constant | Hr 1: 0
Office_Storage_Small_LIGHT_2010_SPEED | Lighting |  | SmrDsn | 2014-01-01 | 2014-12-31 | Constant | bar: Hr 1
Office_Storage_Small_LIGHT_2010_SPEED | Lighting |  | Sun | 2014-01-01 | 2014-12-31 | Constant | Hr 1: 0.18
Office_Storage_Small_LIGHT_2010_SPEED | Lighting |  | Sat | 2014-01-01 | 2014-12-31 | Constant | Hr 1: 0.18
Office_Storage_Small_LIGHT_2010_SPEED | Lighting |  | Wkdy ¦ Default | 2014-01-01 | 2014-12-31 | Hourly | 0.18 | 0.18 | 0.18 | 0.18 | 0.18 | 0.23 | 0.18706 | 0.34159 | 0.73197 | 0.73197 | 0.73197 | 0.73197 | 0.65064 | 0.73197 | 0.73197 | 0.73197 | 0.73197 | 0.49611 | 0.34159 | 0.34159 | 0.26026 | 0.26026 | 0.18706 | 0.18
Office_Storage_Small_EQUIP_2010_SPEED | Equipment |  | WntrDsn | 2014-01-01 | 2014-12-31 | Constant | Hr 1: 0
Office_Storage_Small_EQUIP_2010_SPEED | Equipment |  | SmrDsn | 2014-01-01 | 2014-12-31 | Constant | bar: Hr 1
Office_Storage_Small_EQUIP_2010_SPEED | Equipment |  | Sun | 2014-01-01 | 2014-12-31 | Constant | Hr 1: 0.2
Office_Storage_Small_EQUIP_2010_SPEED | Equipment |  | Sat | 2014-01-01 | 2014-12-31 | Constant | Hr 1: 0.2
Office_Storage_Small_EQUIP_2010_SPEED | Equipment |  | Wkdy ¦ Default | 2014-01-01 | 2014-12-31 | Hourly | 0.42575 | 0.42575 | 0.42575 | 0.42575 | 0.42575 | 0.42575 | 0.48468 | 0.48468 | 0.96935 | 0.96935 | 0.96935 | 0.96935 | 0.91119 | 0.96935 | 0.96935 | 0.96935 | 0.96935 | 0.48468 | 0.19387 | 0.19387 | 0.19387 | 0.19387 | 0.19387 | 0.19387
Office_Storage_Small_LIGHT_2013_SPEED | Lighting |  | WntrDsn | 2014-01-01 | 2014-12-31 | Constant | Hr 1: 0
Office_Storage_Small_LIGHT_2013_SPEED | Lighting |  | SmrDsn | 2014-01-01 | 2014-12-31 | Constant | bar: Hr 1
Office_Storage_Small_LIGHT_2013_SPEED | Lighting |  | Sun | 2014-01-01 | 2014-12-31 | Constant | Hr 1: 0.18
Office_Storage_Small_LIGHT_2013_SPEED | Lighting |  | Sat | 2014-01-01 | 2014-12-31 | Constant | Hr 1: 0.18
Office_Storage_Small_LIGHT_2013_SPEED | Lighting |  | Wkdy ¦ Default | 2014-01-01 | 2014-12-31 | Hourly | 0.18 | 0.18 | 0.18 | 0.18 | 0.18 | 0.23 | 0.17864 | 0.32621 | 0.69903 | 0.69903 | 0.69903 | 0.69903 | 0.62136 | 0.69903 | 0.69903 | 0.69903 | 0.69903 | 0.47379 | 0.32621 | 0.32621 | 0.24854 | 0.24854 | 0.17864 | 0.18
Office_Storage_Small_EQUIP_2013_SPEED | Equipment |  | WntrDsn | 2014-01-01 | 2014-12-31 | Constant | Hr 1: 0
Office_Storage_Small_EQUIP_2013_SPEED | Equipment |  | SmrDsn | 2014-01-01 | 2014-12-31 | Constant | bar: Hr 1
Office_Storage_Small_EQUIP_2013_SPEED | Equipment |  | Sun | 2014-01-01 | 2014-12-31 | Constant | Hr 1: 0.16379
Office_Storage_Small_EQUIP_2013_SPEED | Equipment |  | Sat | 2014-01-01 | 2014-12-31 | Constant | Hr 1: 0.16379
Office_Storage_Small_EQUIP_2013_SPEED | Equipment |  | Wkdy ¦ Default | 2014-01-01 | 2014-12-31 | Hourly | 0.40948 | 0.40948 | 0.40948 | 0.40948 | 0.40948 | 0.40948 | 0.47975 | 0.47975 | 0.95951 | 0.95951 | 0.95951 | 0.95951 | 0.90193 | 0.95951 | 0.95951 | 0.95951 | 0.95951 | 0.47975 | 0.1919 | 0.1919 | 0.1919 | 0.1919 | 0.1919 | 0.1919
Office_Storage_Small_INFIL_SPEED | Infiltration |  | WntrDsn | 2014-01-01 | 2014-12-31 | Constant | bar: Hr 1
Office_Storage_Small_INFIL_SPEED | Infiltration |  | SmrDsn | 2014-01-01 | 2014-12-31 | Constant | bar: Hr 1
Office_Storage_Small_INFIL_SPEED | Infiltration |  | Sun | 2014-01-01 | 2014-12-31 | Constant | bar: Hr 1
Office_Storage_Small_INFIL_SPEED | Infiltration |  | Sat | 2014-01-01 | 2014-12-31 | Constant | bar: Hr 1
Office_Storage_Small_INFIL_SPEED | Infiltration |  | Wkdy ¦ Default | 2014-01-01 | 2014-12-31 | Hourly | 1 | 1 | 1 | 1 | 1 | 1 | 0.5 | 0.5 | 0.5 | 0.5 | 0.5 | 0.5 | 0.5 | 0.5 | 0.5 | 0.5 | 0.5 | 0.5 | 0.5 | 0.5 | 0.5 | 0.5 | 1 | 1
Office_Storage_Small_ACTIVITY_SPEED | Activity | W | WntrDsn | 2014-01-01 | 2014-12-31 | Constant | Hr 1: 120
Office_Storage_Small_ACTIVITY_SPEED | Activity | W | SmrDsn | 2014-01-01 | 2014-12-31 | Constant | Hr 1: 120
Office_Storage_Small_ACTIVITY_SPEED | Activity | W | Sun | 2014-01-01 | 2014-12-31 | Constant | Hr 1: 120
Office_Storage_Small_ACTIVITY_SPEED | Activity | W | Sat | 2014-01-01 | 2014-12-31 | Constant | Hr 1: 120
Office_Storage_Small_ACTIVITY_SPEED | Activity | W | Wkdy ¦ Default | 2014-01-01 | 2014-12-31 | Constant | Hr 1: 120
Office_Storage_Small_OA_SPEED | OA Air |  | WntrDsn | 2014-01-01 | 2014-12-31 | Constant | bar: Hr 1
Office_Storage_Small_OA_SPEED | OA Air |  | SmrDsn | 2014-01-01 | 2014-12-31 | Constant | bar: Hr 1
Office_Storage_Small_OA_SPEED | OA Air |  | Sun | 2014-01-01 | 2014-12-31 | Constant | Hr 1: 0
Office_Storage_Small_OA_SPEED | OA Air |  | Sat | 2014-01-01 | 2014-12-31 | Constant | Hr 1: 0
Office_Storage_Small_OA_SPEED | OA Air |  | Wkdy ¦ Default | 2014-01-01 | 2014-12-31 | Hourly | 0 | 0 | 0 | 0 | 0 | 0 | 1 | 1 | 1 | 1 | 1 | 1 | 1 | 1 | 1 | 1 | 1 | 1 | 1 | 1 | 1 | 1 | 0 | 0
Office_MechRoom_Large_CLGSETP_SPEED | Thermostat Setpoint | C | WntrDsn | 2014-01-01 | 2014-12-31 | Constant | Hr 1: 23.9
Office_MechRoom_Large_CLGSETP_SPEED | Thermostat Setpoint | C | SmrDsn | 2014-01-01 | 2014-12-31 | Constant | Hr 1: 23.9
Office_MechRoom_Large_CLGSETP_SPEED | Thermostat Setpoint | C | Sun | 2014-01-01 | 2014-12-31 | Hourly | 25.6 | 25.6 | 25.6 | 25.6 | 25.6 | 25.6 | 25.6 | 25.6 | 25.6 | 25.6 | 25.6 | 25.6 | 25.6 | 25.6 | 25.6 | 25.6 | 25.6 | 25.6 | 25.6 | 25.6 | 25.6 | 25.6 | 25.6 | 25.6
Office_MechRoom_Large_CLGSETP_SPEED | Thermostat Setpoint | C | Sat | 2014-01-01 | 2014-12-31 | Hourly | 25.6 | 25.6 | 25.6 | 25.6 | 25.6 | 25.6 | 23.9 | 23.9 | 23.9 | 23.9 | 23.9 | 23.9 | 23.9 | 23.9 | 23.9 | 23.9 | 23.9 | 25.6 | 25.6 | 25.6 | 25.6 | 25.6 | 25.6 | 25.6
Office_MechRoom_Large_CLGSETP_SPEED | Thermostat Setpoint | C | Wkdy ¦ Default | 2014-01-01 | 2014-12-31 | Hourly | 25.6 | 25.6 | 25.6 | 25.6 | 25.6 | 25.6 | 23.9 | 23.9 | 23.9 | 23.9 | 23.9 | 23.9 | 23.9 | 23.9 | 23.9 | 23.9 | 23.9 | 23.9 | 23.9 | 23.9 | 23.9 | 23.9 | 25.6 | 25.6
Office_MechRoom_Large_HTGSETP_SPEED | Thermostat Setpoint | C | WntrDsn | 2014-01-01 | 2014-12-31 | Constant | Hr 1: 21.1
Office_MechRoom_Large_HTGSETP_SPEED | Thermostat Setpoint | C | SmrDsn | 2014-01-01 | 2014-12-31 | Constant | Hr 1: 21.1
Office_MechRoom_Large_HTGSETP_SPEED | Thermostat Setpoint | C | Sun | 2014-01-01 | 2014-12-31 | Hourly | 19.4 | 19.4 | 19.4 | 19.4 | 19.4 | 19.4 | 19.4 | 19.4 | 19.4 | 19.4 | 19.4 | 19.4 | 19.4 | 19.4 | 19.4 | 19.4 | 19.4 | 19.4 | 19.4 | 19.4 | 19.4 | 19.4 | 19.4 | 19.4
Office_MechRoom_Large_HTGSETP_SPEED | Thermostat Setpoint | C | Sat | 2014-01-01 | 2014-12-31 | Hourly | 19.4 | 19.4 | 19.4 | 19.4 | 19.4 | 19.4 | 21.1 | 21.1 | 21.1 | 21.1 | 21.1 | 21.1 | 21.1 | 21.1 | 21.1 | 21.1 | 21.1 | 19.4 | 19.4 | 19.4 | 19.4 | 19.4 | 19.4 | 19.4
Office_MechRoom_Large_HTGSETP_SPEED | Thermostat Setpoint | C | Wkdy ¦ Default | 2014-01-01 | 2014-12-31 | Hourly | 19.4 | 19.4 | 19.4 | 19.4 | 19.4 | 19.4 | 21.1 | 21.1 | 21.1 | 21.1 | 21.1 | 21.1 | 21.1 | 21.1 | 21.1 | 21.1 | 21.1 | 21.1 | 21.1 | 21.1 | 21.1 | 21.1 | 19.4 | 19.4
Office_MechRoom_Large_OCC_SPEED | Occupancy |  | WntrDsn | 2014-01-01 | 2014-12-31 | Constant | Hr 1: 0
Office_MechRoom_Large_OCC_SPEED | Occupancy |  | SmrDsn | 2014-01-01 | 2014-12-31 | Constant | bar: Hr 1
Office_MechRoom_Large_OCC_SPEED | Occupancy |  | Sun | 2014-01-01 | 2014-12-31 | Hourly | 0 | 0 | 0 | 0 | 0 | 0 | 0.05 | 0.05 | 0.05 | 0.05 | 0.05 | 0.05 | 0.05 | 0.05 | 0.05 | 0.05 | 0.05 | 0.05 | 0 | 0 | 0 | 0 | 0 | 0
Office_MechRoom_Large_OCC_SPEED | Occupancy |  | Sat | 2014-01-01 | 2014-12-31 | Hourly | 0 | 0 | 0 | 0 | 0 | 0 | 0.1 | 0.1 | 0.3 | 0.3 | 0.3 | 0.3 | 0.1 | 0.1 | 0.1 | 0.1 | 0.1 | 0.05 | 0.05 | 0 | 0 | 0 | 0 | 0
Office_MechRoom_Large_OCC_SPEED | Occupancy |  | Wkdy ¦ Default | 2014-01-01 | 2014-12-31 | Hourly | 0 | 0 | 0 | 0 | 0 | 0 | 0.1 | 0.2 | 0.95 | 0.95 | 0.95 | 0.95 | 0.5 | 0.95 | 0.95 | 0.95 | 0.95 | 0.3 | 0.1 | 0.1 | 0.1 | 0.1 | 0.05 | 0.05
Office_MechRoom_Large_LIGHT_2007_SPEED | Lighting |  | WntrDsn | 2014-01-01 | 2014-12-31 | Constant | Hr 1: 0
Office_MechRoom_Large_LIGHT_2007_SPEED | Lighting |  | SmrDsn | 2014-01-01 | 2014-12-31 | Constant | bar: Hr 1
Office_MechRoom_Large_LIGHT_2007_SPEED | Lighting |  | Sun | 2014-01-01 | 2014-12-31 | Constant | Hr 1: 0.05
Office_MechRoom_Large_LIGHT_2007_SPEED | Lighting |  | Sat | 2014-01-01 | 2014-12-31 | Hourly | 0.05 | 0.05 | 0.05 | 0.05 | 0.05 | 0.05 | 0.1 | 0.1 | 0.3 | 0.3 | 0.3 | 0.3 | 0.15 | 0.15 | 0.15 | 0.15 | 0.15 | 0.05 | 0.05 | 0.05 | 0.05 | 0.05 | 0.05 | 0.05
Office_MechRoom_Large_LIGHT_2007_SPEED | Lighting |  | Wkdy ¦ Default | 2014-01-01 | 2014-12-31 | Hourly | 0.05 | 0.05 | 0.05 | 0.05 | 0.05 | 0.05 | 0.1 | 0.3 | 0.9 | 0.9 | 0.9 | 0.9 | 0.9 | 0.9 | 0.9 | 0.9 | 0.9 | 0.5 | 0.3 | 0.3 | 0.2 | 0.2 | 0.1 | 0.05
Office_MechRoom_Large_EQUIP_2007_SPEED | Equipment |  | WntrDsn | 2014-01-01 | 2014-12-31 | Constant | Hr 1: 0
Office_MechRoom_Large_EQUIP_2007_SPEED | Equipment |  | SmrDsn | 2014-01-01 | 2014-12-31 | Constant | bar: Hr 1
Office_MechRoom_Large_EQUIP_2007_SPEED | Equipment |  | Sun | 2014-01-01 | 2014-12-31 | Constant | Hr 1: 0.3
Office_MechRoom_Large_EQUIP_2007_SPEED | Equipment |  | Sat | 2014-01-01 | 2014-12-31 | Hourly | 0.3 | 0.3 | 0.3 | 0.3 | 0.3 | 0.3 | 0.4 | 0.4 | 0.5 | 0.5 | 0.5 | 0.5 | 0.35 | 0.35 | 0.35 | 0.35 | 0.35 | 0.3 | 0.3 | 0.3 | 0.3 | 0.3 | 0.3 | 0.3
Office_MechRoom_Large_EQUIP_2007_SPEED | Equipment |  | Wkdy ¦ Default | 2014-01-01 | 2014-12-31 | Hourly | 0.4 | 0.4 | 0.4 | 0.4 | 0.4 | 0.4 | 0.4 | 0.4 | 0.9 | 0.9 | 0.9 | 0.9 | 0.8 | 0.9 | 0.9 | 0.9 | 0.9 | 0.5 | 0.4 | 0.4 | 0.4 | 0.4 | 0.4 | 0.4
Office_MechRoom_Large_LIGHT_2010_SPEED | Lighting |  | WntrDsn | 2014-01-01 | 2014-12-31 | Constant | Hr 1: 0
Office_MechRoom_Large_LIGHT_2010_SPEED | Lighting |  | SmrDsn | 2014-01-01 | 2014-12-31 | Constant | bar: Hr 1
Office_MechRoom_Large_LIGHT_2010_SPEED | Lighting |  | Sun | 2014-01-01 | 2014-12-31 | Constant | Hr 1: 0.05
Office_MechRoom_Large_LIGHT_2010_SPEED | Lighting |  | Sat | 2014-01-01 | 2014-12-31 | Hourly | 0.05 | 0.05 | 0.05 | 0.05 | 0.05 | 0.05 | 0.09238 | 0.09238 | 0.27714 | 0.27714 | 0.27714 | 0.27714 | 0.13857 | 0.13857 | 0.13857 | 0.13857 | 0.13857 | 0.04619 | 0.04619 | 0.05 | 0.05 | 0.05 | 0.05 | 0.05
Office_MechRoom_Large_LIGHT_2010_SPEED | Lighting |  | Wkdy ¦ Default | 2014-01-01 | 2014-12-31 | Hourly | 0.05 | 0.05 | 0.05 | 0.05 | 0.05 | 0.1 | 0.09238 | 0.27714 | 0.83142 | 0.83142 | 0.83142 | 0.83142 | 0.83142 | 0.83142 | 0.83142 | 0.83142 | 0.83142 | 0.4619 | 0.27714 | 0.27714 | 0.18476 | 0.18476 | 0.09238 | 0.04619
Office_MechRoom_Large_EQUIP_2010_SPEED | Equipment |  | WntrDsn | 2014-01-01 | 2014-12-31 | Constant | Hr 1: 0
Office_MechRoom_Large_EQUIP_2010_SPEED | Equipment |  | SmrDsn | 2014-01-01 | 2014-12-31 | Constant | bar: Hr 1
Office_MechRoom_Large_EQUIP_2010_SPEED | Equipment |  | Sun | 2014-01-01 | 2014-12-31 | Hourly | 0.3 | 0.3 | 0.3 | 0.3 | 0.3 | 0.3 | 0.3 | 0.3 | 0.3 | 0.3 | 0.3 | 0.3 | 0.3 | 0.3 | 0.3 | 0.3 | 0.3 | 0.3 | 0.3 | 0.3 | 0.3 | 0.3 | 0.3 | 0.3
Office_MechRoom_Large_EQUIP_2010_SPEED | Equipment |  | Sat | 2014-01-01 | 2014-12-31 | Hourly | 0.3 | 0.3 | 0.3 | 0.3 | 0.3 | 0.3 | 0.4 | 0.4 | 0.5 | 0.5 | 0.5 | 0.5 | 0.35 | 0.35 | 0.35 | 0.35 | 0.35 | 0.3 | 0.3 | 0.3 | 0.3 | 0.3 | 0.3 | 0.3
Office_MechRoom_Large_EQUIP_2010_SPEED | Equipment |  | Wkdy ¦ Default | 2014-01-01 | 2014-12-31 | Hourly | 0.4 | 0.4 | 0.4 | 0.4 | 0.4 | 0.4 | 0.4 | 0.4 | 0.9 | 0.9 | 0.9 | 0.9 | 0.8 | 0.9 | 0.9 | 0.9 | 0.9 | 0.5 | 0.4 | 0.4 | 0.4 | 0.4 | 0.4 | 0.4
Office_MechRoom_Large_LIGHT_2013_SPEED | Lighting |  | WntrDsn | 2014-01-01 | 2014-12-31 | Constant | Hr 1: 0
Office_MechRoom_Large_LIGHT_2013_SPEED | Lighting |  | SmrDsn | 2014-01-01 | 2014-12-31 | Constant | bar: Hr 1
Office_MechRoom_Large_LIGHT_2013_SPEED | Lighting |  | Sun | 2014-01-01 | 2014-12-31 | Hourly | 0.05 | 0.05 | 0.05 | 0.05 | 0.05 | 0.04528 | 0.04528 | 0.04528 | 0.04528 | 0.04528 | 0.04528 | 0.04528 | 0.04528 | 0.04528 | 0.04528 | 0.04528 | 0.04528 | 0.04528 | 0.05 | 0.05 | 0.05 | 0.05 | 0.05 | 0.05
Office_MechRoom_Large_LIGHT_2013_SPEED | Lighting |  | Sat | 2014-01-01 | 2014-12-31 | Hourly | 0.05 | 0.05 | 0.05 | 0.05 | 0.05 | 0.05 | 0.09056 | 0.09056 | 0.27168 | 0.27168 | 0.27168 | 0.27168 | 0.13584 | 0.13584 | 0.13584 | 0.13584 | 0.13584 | 0.04528 | 0.04528 | 0.05 | 0.05 | 0.05 | 0.05 | 0.05
Office_MechRoom_Large_LIGHT_2013_SPEED | Lighting |  | Wkdy ¦ Default | 2014-01-01 | 2014-12-31 | Hourly | 0.05 | 0.05 | 0.05 | 0.05 | 0.05 | 0.1 | 0.09056 | 0.27168 | 0.81504 | 0.81504 | 0.81504 | 0.81504 | 0.81504 | 0.81504 | 0.81504 | 0.81504 | 0.81504 | 0.4528 | 0.27168 | 0.27168 | 0.18112 | 0.18112 | 0.09056 | 0.04528
Office_MechRoom_Large_EQUIP_2013_SPEED | Equipment |  | WntrDsn | 2014-01-01 | 2014-12-31 | Constant | Hr 1: 0
Office_MechRoom_Large_EQUIP_2013_SPEED | Equipment |  | SmrDsn | 2014-01-01 | 2014-12-31 | Constant | bar: Hr 1
Office_MechRoom_Large_EQUIP_2013_SPEED | Equipment |  | Sun | 2014-01-01 | 2014-12-31 | Hourly | 0.22108 | 0.22108 | 0.22108 | 0.22108 | 0.22108 | 0.22108 | 0.28474 | 0.28474 | 0.28474 | 0.28474 | 0.28474 | 0.28474 | 0.28474 | 0.28474 | 0.28474 | 0.28474 | 0.28474 | 0.28474 | 0.22108 | 0.22108 | 0.22108 | 0.22108 | 0.22108 | 0.22108
Office_MechRoom_Large_EQUIP_2013_SPEED | Equipment |  | Sat | 2014-01-01 | 2014-12-31 | Hourly | 0.22108 | 0.22108 | 0.22108 | 0.22108 | 0.22108 | 0.22108 | 0.37966 | 0.37966 | 0.47457 | 0.47457 | 0.47457 | 0.47457 | 0.3322 | 0.3322 | 0.3322 | 0.3322 | 0.3322 | 0.28474 | 0.28474 | 0.22108 | 0.22108 | 0.22108 | 0.22108 | 0.22108
Office_MechRoom_Large_EQUIP_2013_SPEED | Equipment |  | Wkdy ¦ Default | 2014-01-01 | 2014-12-31 | Hourly | 0.29478 | 0.29478 | 0.29478 | 0.29478 | 0.29478 | 0.29478 | 0.37966 | 0.37966 | 0.85423 | 0.85423 | 0.85423 | 0.85423 | 0.75931 | 0.85423 | 0.85423 | 0.85423 | 0.85423 | 0.47457 | 0.37966 | 0.37966 | 0.37966 | 0.37966 | 0.37966 | 0.37966
Office_MechRoom_Large_INFIL_SPEED | Infiltration |  | WntrDsn | 2014-01-01 | 2014-12-31 | Constant | bar: Hr 1
Office_MechRoom_Large_INFIL_SPEED | Infiltration |  | SmrDsn | 2014-01-01 | 2014-12-31 | Constant | bar: Hr 1
Office_MechRoom_Large_INFIL_SPEED | Infiltration |  | Sun | 2014-01-01 | 2014-12-31 | Hourly | bar: Hr 1 to Hr 24
Office_MechRoom_Large_INFIL_SPEED | Infiltration |  | Sat | 2014-01-01 | 2014-12-31 | Hourly | 1 | 1 | 1 | 1 | 1 | 1 | 0.5 | 0.5 | 0.5 | 0.5 | 0.5 | 0.5 | 0.5 | 0.5 | 0.5 | 0.5 | 0.5 | 1 | 1 | 1 | 1 | 1 | 1 | 1
Office_MechRoom_Large_INFIL_SPEED | Infiltration |  | Wkdy ¦ Default | 2014-01-01 | 2014-12-31 | Hourly | 1 | 1 | 1 | 1 | 1 | 1 | 0.5 | 0.5 | 0.5 | 0.5 | 0.5 | 0.5 | 0.5 | 0.5 | 0.5 | 0.5 | 0.5 | 0.5 | 0.5 | 0.5 | 0.5 | 0.5 | 1 | 1
Office_MechRoom_Large_ACTIVITY_SPEED | Activity | W | WntrDsn | 2014-01-01 | 2014-12-31 | Constant | Hr 1: 120
Office_MechRoom_Large_ACTIVITY_SPEED | Activity | W | SmrDsn | 2014-01-01 | 2014-12-31 | Constant | Hr 1: 120
Office_MechRoom_Large_ACTIVITY_SPEED | Activity | W | Sun | 2014-01-01 | 2014-12-31 | Constant | Hr 1: 120
Office_MechRoom_Large_ACTIVITY_SPEED | Activity | W | Sat | 2014-01-01 | 2014-12-31 | Constant | Hr 1: 120
Office_MechRoom_Large_ACTIVITY_SPEED | Activity | W | Wkdy ¦ Default | 2014-01-01 | 2014-12-31 | Constant | Hr 1: 120
Office_MechRoom_Large_OA_SPEED | OA Air |  | WntrDsn | 2014-01-01 | 2014-12-31 | Constant | bar: Hr 1
Office_MechRoom_Large_OA_SPEED | OA Air |  | SmrDsn | 2014-01-01 | 2014-12-31 | Constant | bar: Hr 1
Office_MechRoom_Large_OA_SPEED | OA Air |  | Sun | 2014-01-01 | 2014-12-31 | Hourly | 0 | 0 | 0 | 0 | 0 | 0 | 0 | 0 | 0 | 0 | 0 | 0 | 0 | 0 | 0 | 0 | 0 | 0 | 0 | 0 | 0 | 0 | 0 | 0
Office_MechRoom_Large_OA_SPEED | OA Air |  | Sat | 2014-01-01 | 2014-12-31 | Hourly | 0 | 0 | 0 | 0 | 0 | 0 | 1 | 1 | 1 | 1 | 1 | 1 | 1 | 1 | 1 | 1 | 1 | 0 | 0 | 0 | 0 | 0 | 0 | 0
Office_MechRoom_Large_OA_SPEED | OA Air |  | Wkdy ¦ Default | 2014-01-01 | 2014-12-31 | Hourly | 0 | 0 | 0 | 0 | 0 | 0 | 1 | 1 | 1 | 1 | 1 | 1 | 1 | 1 | 1 | 1 | 1 | 1 | 1 | 1 | 1 | 1 | 0 | 0
Office_MechRoom_Medium_CLGSETP_SPEED | Thermostat Setpoint | C | WntrDsn | 2014-01-01 | 2014-12-31 | Constant | Hr 1: 23.9
Office_MechRoom_Medium_CLGSETP_SPEED | Thermostat Setpoint | C | SmrDsn | 2014-01-01 | 2014-12-31 | Constant | Hr 1: 23.9
Office_MechRoom_Medium_CLGSETP_SPEED | Thermostat Setpoint | C | Sun | 2014-01-01 | 2014-12-31 | Hourly | 25.6 | 25.6 | 25.6 | 25.6 | 25.6 | 25.6 | 25.6 | 25.6 | 25.6 | 25.6 | 25.6 | 25.6 | 25.6 | 25.6 | 25.6 | 25.6 | 25.6 | 25.6 | 25.6 | 25.6 | 25.6 | 25.6 | 25.6 | 25.6
Office_MechRoom_Medium_CLGSETP_SPEED | Thermostat Setpoint | C | Sat | 2014-01-01 | 2014-12-31 | Hourly | 25.6 | 25.6 | 25.6 | 25.6 | 25.6 | 25.6 | 23.9 | 23.9 | 23.9 | 23.9 | 23.9 | 23.9 | 23.9 | 23.9 | 23.9 | 23.9 | 23.9 | 25.6 | 25.6 | 25.6 | 25.6 | 25.6 | 25.6 | 25.6
Office_MechRoom_Medium_CLGSETP_SPEED | Thermostat Setpoint | C | Wkdy ¦ Default | 2014-01-01 | 2014-12-31 | Hourly | 25.6 | 25.6 | 25.6 | 25.6 | 25.6 | 25.6 | 23.9 | 23.9 | 23.9 | 23.9 | 23.9 | 23.9 | 23.9 | 23.9 | 23.9 | 23.9 | 23.9 | 23.9 | 23.9 | 23.9 | 23.9 | 23.9 | 25.6 | 25.6
Office_MechRoom_Medium_HTGSETP_SPEED | Thermostat Setpoint | C | WntrDsn | 2014-01-01 | 2014-12-31 | Constant | Hr 1: 21.1
Office_MechRoom_Medium_HTGSETP_SPEED | Thermostat Setpoint | C | SmrDsn | 2014-01-01 | 2014-12-31 | Constant | Hr 1: 21.1
Office_MechRoom_Medium_HTGSETP_SPEED | Thermostat Setpoint | C | Sun | 2014-01-01 | 2014-12-31 | Hourly | 19.4 | 19.4 | 19.4 | 19.4 | 19.4 | 19.4 | 19.4 | 19.4 | 19.4 | 19.4 | 19.4 | 19.4 | 19.4 | 19.4 | 19.4 | 19.4 | 19.4 | 19.4 | 19.4 | 19.4 | 19.4 | 19.4 | 19.4 | 19.4
Office_MechRoom_Medium_HTGSETP_SPEED | Thermostat Setpoint | C | Sat | 2014-01-01 | 2014-12-31 | Hourly | 19.4 | 19.4 | 19.4 | 19.4 | 19.4 | 19.4 | 21.1 | 21.1 | 21.1 | 21.1 | 21.1 | 21.1 | 21.1 | 21.1 | 21.1 | 21.1 | 21.1 | 19.4 | 19.4 | 19.4 | 19.4 | 19.4 | 19.4 | 19.4
Office_MechRoom_Medium_HTGSETP_SPEED | Thermostat Setpoint | C | Wkdy ¦ Default | 2014-01-01 | 2014-12-31 | Hourly | 19.4 | 19.4 | 19.4 | 19.4 | 19.4 | 19.4 | 21.1 | 21.1 | 21.1 | 21.1 | 21.1 | 21.1 | 21.1 | 21.1 | 21.1 | 21.1 | 21.1 | 21.1 | 21.1 | 21.1 | 21.1 | 21.1 | 19.4 | 19.4
Office_MechRoom_Medium_OCC_SPEED | Occupancy |  | WntrDsn | 2014-01-01 | 2014-12-31 | Constant | Hr 1: 0
Office_MechRoom_Medium_OCC_SPEED | Occupancy |  | SmrDsn | 2014-01-01 | 2014-12-31 | Constant | bar: Hr 1
Office_MechRoom_Medium_OCC_SPEED | Occupancy |  | Sun | 2014-01-01 | 2014-12-31 | Hourly | 0 | 0 | 0 | 0 | 0 | 0 | 0.05 | 0.05 | 0.05 | 0.05 | 0.05 | 0.05 | 0.05 | 0.05 | 0.05 | 0.05 | 0.05 | 0.05 | 0 | 0 | 0 | 0 | 0 | 0
Office_MechRoom_Medium_OCC_SPEED | Occupancy |  | Sat | 2014-01-01 | 2014-12-31 | Hourly | 0 | 0 | 0 | 0 | 0 | 0 | 0.1 | 0.1 | 0.3 | 0.3 | 0.3 | 0.3 | 0.1 | 0.1 | 0.1 | 0.1 | 0.1 | 0.05 | 0.05 | 0 | 0 | 0 | 0 | 0
Office_MechRoom_Medium_OCC_SPEED | Occupancy |  | Wkdy ¦ Default | 2014-01-01 | 2014-12-31 | Hourly | 0 | 0 | 0 | 0 | 0 | 0 | 0.1 | 0.2 | 0.95 | 0.95 | 0.95 | 0.95 | 0.5 | 0.95 | 0.95 | 0.95 | 0.95 | 0.3 | 0.1 | 0.1 | 0.1 | 0.1 | 0.05 | 0.05
Office_MechRoom_Medium_LIGHT_2007_SPEED | Lighting |  | WntrDsn | 2014-01-01 | 2014-12-31 | Constant | Hr 1: 0
Office_MechRoom_Medium_LIGHT_2007_SPEED | Lighting |  | SmrDsn | 2014-01-01 | 2014-12-31 | Constant | bar: Hr 1
Office_MechRoom_Medium_LIGHT_2007_SPEED | Lighting |  | Sun | 2014-01-01 | 2014-12-31 | Constant | Hr 1: 0.05
Office_MechRoom_Medium_LIGHT_2007_SPEED | Lighting |  | Sat | 2014-01-01 | 2014-12-31 | Hourly | 0.05 | 0.05 | 0.05 | 0.05 | 0.05 | 0.05 | 0.1 | 0.1 | 0.3 | 0.3 | 0.3 | 0.3 | 0.15 | 0.15 | 0.15 | 0.15 | 0.15 | 0.05 | 0.05 | 0.05 | 0.05 | 0.05 | 0.05 | 0.05
Office_MechRoom_Medium_LIGHT_2007_SPEED | Lighting |  | Wkdy ¦ Default | 2014-01-01 | 2014-12-31 | Hourly | 0.05 | 0.05 | 0.05 | 0.05 | 0.05 | 0.1 | 0.1 | 0.3 | 0.9 | 0.9 | 0.9 | 0.9 | 0.9 | 0.9 | 0.9 | 0.9 | 0.9 | 0.5 | 0.3 | 0.3 | 0.2 | 0.2 | 0.1 | 0.05
Office_MechRoom_Medium_EQUIP_2007_SPEED | Equipment |  | WntrDsn | 2014-01-01 | 2014-12-31 | Constant | Hr 1: 0
Office_MechRoom_Medium_EQUIP_2007_SPEED | Equipment |  | SmrDsn | 2014-01-01 | 2014-12-31 | Constant | bar: Hr 1
Office_MechRoom_Medium_EQUIP_2007_SPEED | Equipment |  | Sun | 2014-01-01 | 2014-12-31 | Constant | Hr 1: 0.3
Office_MechRoom_Medium_EQUIP_2007_SPEED | Equipment |  | Sat | 2014-01-01 | 2014-12-31 | Hourly | 0.3 | 0.3 | 0.3 | 0.3 | 0.3 | 0.3 | 0.4 | 0.4 | 0.5 | 0.5 | 0.5 | 0.5 | 0.35 | 0.35 | 0.35 | 0.35 | 0.35 | 0.3 | 0.3 | 0.3 | 0.3 | 0.3 | 0.3 | 0.3
Office_MechRoom_Medium_EQUIP_2007_SPEED | Equipment |  | Wkdy ¦ Default | 2014-01-01 | 2014-12-31 | Hourly | 0.4 | 0.4 | 0.4 | 0.4 | 0.4 | 0.4 | 0.4 | 0.4 | 0.9 | 0.9 | 0.9 | 0.9 | 0.8 | 0.9 | 0.9 | 0.9 | 0.9 | 0.5 | 0.4 | 0.4 | 0.4 | 0.4 | 0.4 | 0.4
Office_MechRoom_Medium_LIGHT_2010_SPEED | Lighting |  | WntrDsn | 2014-01-01 | 2014-12-31 | Constant | Hr 1: 0
Office_MechRoom_Medium_LIGHT_2010_SPEED | Lighting |  | SmrDsn | 2014-01-01 | 2014-12-31 | Constant | bar: Hr 1
Office_MechRoom_Medium_LIGHT_2010_SPEED | Lighting |  | Sun | 2014-01-01 | 2014-12-31 | Hourly | 0.05 | 0.05 | 0.05 | 0.05 | 0.05 | 0.05 | 0.0452 | 0.0452 | 0.0452 | 0.0452 | 0.0452 | 0.0452 | 0.0452 | 0.0452 | 0.0452 | 0.0452 | 0.0452 | 0.0452 | 0.05 | 0.05 | 0.05 | 0.05 | 0.05 | 0.05
Office_MechRoom_Medium_LIGHT_2010_SPEED | Lighting |  | Sat | 2014-01-01 | 2014-12-31 | Hourly | 0.05 | 0.05 | 0.05 | 0.05 | 0.05 | 0.05 | 0.0904 | 0.0904 | 0.2712 | 0.2712 | 0.2712 | 0.2712 | 0.1356 | 0.1356 | 0.1356 | 0.1356 | 0.1356 | 0.0452 | 0.0452 | 0.05 | 0.05 | 0.05 | 0.05 | 0.05
Office_MechRoom_Medium_LIGHT_2010_SPEED | Lighting |  | Wkdy ¦ Default | 2014-01-01 | 2014-12-31 | Hourly | 0.05 | 0.05 | 0.05 | 0.05 | 0.05 | 0.1 | 0.0904 | 0.2712 | 0.8136 | 0.8136 | 0.8136 | 0.8136 | 0.8136 | 0.8136 | 0.8136 | 0.8136 | 0.8136 | 0.452 | 0.2712 | 0.2712 | 0.1808 | 0.1808 | 0.0904 | 0.0452
Office_MechRoom_Medium_EQUIP_2010_SPEED | Equipment |  | WntrDsn | 2014-01-01 | 2014-12-31 | Constant | Hr 1: 0
Office_MechRoom_Medium_EQUIP_2010_SPEED | Equipment |  | SmrDsn | 2014-01-01 | 2014-12-31 | Constant | bar: Hr 1
Office_MechRoom_Medium_EQUIP_2010_SPEED | Equipment |  | Sun | 2014-01-01 | 2014-12-31 | Hourly | 0.23814 | 0.23814 | 0.23814 | 0.23814 | 0.23814 | 0.23814 | 0.28811 | 0.28811 | 0.28811 | 0.28811 | 0.28811 | 0.28811 | 0.28811 | 0.28811 | 0.28811 | 0.28811 | 0.28811 | 0.28811 | 0.23814 | 0.23814 | 0.23814 | 0.23814 | 0.23814 | 0.23814
Office_MechRoom_Medium_EQUIP_2010_SPEED | Equipment |  | Sat | 2014-01-01 | 2014-12-31 | Hourly | 0.23814 | 0.23814 | 0.23814 | 0.23814 | 0.23814 | 0.23814 | 0.38414 | 0.38414 | 0.48018 | 0.48018 | 0.48018 | 0.48018 | 0.33613 | 0.33613 | 0.33613 | 0.33613 | 0.33613 | 0.28811 | 0.28811 | 0.23814 | 0.23814 | 0.23814 | 0.23814 | 0.23814
Office_MechRoom_Medium_EQUIP_2010_SPEED | Equipment |  | Wkdy ¦ Default | 2014-01-01 | 2014-12-31 | Hourly | 0.31751 | 0.31751 | 0.31751 | 0.31751 | 0.31751 | 0.31751 | 0.38414 | 0.38414 | 0.86432 | 0.86432 | 0.86432 | 0.86432 | 0.76829 | 0.86432 | 0.86432 | 0.86432 | 0.86432 | 0.48018 | 0.38414 | 0.38414 | 0.38414 | 0.38414 | 0.38414 | 0.38414
Office_MechRoom_Medium_LIGHT_2013_SPEED | Lighting |  | WntrDsn | 2014-01-01 | 2014-12-31 | Constant | Hr 1: 0
Office_MechRoom_Medium_LIGHT_2013_SPEED | Lighting |  | SmrDsn | 2014-01-01 | 2014-12-31 | Constant | bar: Hr 1
Office_MechRoom_Medium_LIGHT_2013_SPEED | Lighting |  | Sun | 2014-01-01 | 2014-12-31 | Hourly | 0.05 | 0.05 | 0.05 | 0.05 | 0.05 | 0.05 | 0.043116 | 0.043116 | 0.043116 | 0.043116 | 0.043116 | 0.043116 | 0.043116 | 0.043116 | 0.043116 | 0.043116 | 0.043116 | 0.043116 | 0.05 | 0.05 | 0.05 | 0.05 | 0.05 | 0.05
Office_MechRoom_Medium_LIGHT_2013_SPEED | Lighting |  | Sat | 2014-01-01 | 2014-12-31 | Hourly | 0.05 | 0.05 | 0.05 | 0.05 | 0.05 | 0.05 | 0.086233 | 0.086233 | 0.2587 | 0.2587 | 0.2587 | 0.2587 | 0.12935 | 0.12935 | 0.12935 | 0.12935 | 0.12935 | 0.043116 | 0.043116 | 0.05 | 0.05 | 0.05 | 0.05 | 0.05
Office_MechRoom_Medium_LIGHT_2013_SPEED | Lighting |  | Wkdy ¦ Default | 2014-01-01 | 2014-12-31 | Hourly | 0.05 | 0.05 | 0.05 | 0.05 | 0.05 | 0.1 | 0.086233 | 0.2587 | 0.77609 | 0.77609 | 0.77609 | 0.77609 | 0.77609 | 0.77609 | 0.77609 | 0.77609 | 0.77609 | 0.43116 | 0.2587 | 0.2587 | 0.17247 | 0.17247 | 0.086233 | 0.043116
Office_MechRoom_Medium_EQUIP_2013_SPEED | Equipment |  | WntrDsn | 2014-01-01 | 2014-12-31 | Constant | Hr 1: 0
Office_MechRoom_Medium_EQUIP_2013_SPEED | Equipment |  | SmrDsn | 2014-01-01 | 2014-12-31 | Constant | bar: Hr 1
Office_MechRoom_Medium_EQUIP_2013_SPEED | Equipment |  | Sun | 2014-01-01 | 2014-12-31 | Hourly | 0.23076 | 0.23076 | 0.23076 | 0.23076 | 0.23076 | 0.23076 | 0.28811 | 0.28811 | 0.28811 | 0.28811 | 0.28811 | 0.28811 | 0.28811 | 0.28811 | 0.28811 | 0.28811 | 0.28811 | 0.28811 | 0.23076 | 0.23076 | 0.23076 | 0.23076 | 0.23076 | 0.23076
Office_MechRoom_Medium_EQUIP_2013_SPEED | Equipment |  | Sat | 2014-01-01 | 2014-12-31 | Hourly | 0.23076 | 0.23076 | 0.23076 | 0.23076 | 0.23076 | 0.23076 | 0.38123 | 0.38123 | 0.47654 | 0.47654 | 0.47654 | 0.47654 | 0.33358 | 0.33358 | 0.33358 | 0.33358 | 0.33358 | 0.28593 | 0.28593 | 0.23076 | 0.23076 | 0.23076 | 0.23076 | 0.23076
Office_MechRoom_Medium_EQUIP_2013_SPEED | Equipment |  | Wkdy ¦ Default | 2014-01-01 | 2014-12-31 | Hourly | 0.30767 | 0.30767 | 0.30767 | 0.30767 | 0.30767 | 0.30767 | 0.38123 | 0.38123 | 0.85778 | 0.85778 | 0.85778 | 0.85778 | 0.76247 | 0.85778 | 0.85778 | 0.85778 | 0.85778 | 0.47654 | 0.38123 | 0.38123 | 0.38123 | 0.38123 | 0.38123 | 0.38123
Office_MechRoom_Medium_INFIL_SPEED | Infiltration |  | WntrDsn | 2014-01-01 | 2014-12-31 | Constant | bar: Hr 1
Office_MechRoom_Medium_INFIL_SPEED | Infiltration |  | SmrDsn | 2014-01-01 | 2014-12-31 | Constant | bar: Hr 1
Office_MechRoom_Medium_INFIL_SPEED | Infiltration |  | Sun | 2014-01-01 | 2014-12-31 | Hourly | bar: Hr 1 to Hr 24
Office_MechRoom_Medium_INFIL_SPEED | Infiltration |  | Sat | 2014-01-01 | 2014-12-31 | Hourly | 1 | 1 | 1 | 1 | 1 | 1 | 1 | 1 | 0.5 | 0.5 | 0.5 | 0.5 | 0.5 | 0.5 | 0.5 | 0.5 | 0.5 | 1 | 1 | 1 | 1 | 1 | 1 | 1
Office_MechRoom_Medium_INFIL_SPEED | Infiltration |  | Wkdy ¦ Default | 2014-01-01 | 2014-12-31 | Hourly | 1 | 1 | 1 | 1 | 1 | 1 | 0.5 | 0.5 | 0.5 | 0.5 | 0.5 | 0.5 | 0.5 | 0.5 | 0.5 | 0.5 | 0.5 | 0.5 | 0.5 | 0.5 | 0.5 | 0.5 | 1 | 1
Office_MechRoom_Medium_ACTIVITY_SPEED | Activity | W | WntrDsn | 2014-01-01 | 2014-12-31 | Constant | Hr 1: 120
Office_MechRoom_Medium_ACTIVITY_SPEED | Activity | W | SmrDsn | 2014-01-01 | 2014-12-31 | Constant | Hr 1: 120
Office_MechRoom_Medium_ACTIVITY_SPEED | Activity | W | Sun | 2014-01-01 | 2014-12-31 | Constant | Hr 1: 120
Office_MechRoom_Medium_ACTIVITY_SPEED | Activity | W | Sat | 2014-01-01 | 2014-12-31 | Constant | Hr 1: 120
Office_MechRoom_Medium_ACTIVITY_SPEED | Activity | W | Wkdy ¦ Default | 2014-01-01 | 2014-12-31 | Constant | Hr 1: 120
Office_MechRoom_Medium_OA_SPEED | OA Air |  | WntrDsn | 2014-01-01 | 2014-12-31 | Constant | bar: Hr 1
Office_MechRoom_Medium_OA_SPEED | OA Air |  | SmrDsn | 2014-01-01 | 2014-12-31 | Constant | bar: Hr 1
Office_MechRoom_Medium_OA_SPEED | OA Air |  | Sun | 2014-01-01 | 2014-12-31 | Hourly | 0 | 0 | 0 | 0 | 0 | 0 | 0 | 0 | 0 | 0 | 0 | 0 | 0 | 0 | 0 | 0 | 0 | 0 | 0 | 0 | 0 | 0 | 0 | 0
Office_MechRoom_Medium_OA_SPEED | OA Air |  | Sat | 2014-01-01 | 2014-12-31 | Hourly | 0 | 0 | 0 | 0 | 0 | 0 | 1 | 1 | 1 | 1 | 1 | 1 | 1 | 1 | 1 | 1 | 1 | 0 | 0 | 0 | 0 | 0 | 0 | 0
Office_MechRoom_Medium_OA_SPEED | OA Air |  | Wkdy ¦ Default | 2014-01-01 | 2014-12-31 | Hourly | 0 | 0 | 0 | 0 | 0 | 0 | 1 | 1 | 1 | 1 | 1 | 1 | 1 | 1 | 1 | 1 | 1 | 1 | 1 | 1 | 1 | 1 | 0 | 0
Office_MechRoom_Small_CLGSETP_SPEED | Thermostat Setpoint | C | WntrDsn | 2014-01-01 | 2014-12-31 | Constant | Hr 1: 23.9
Office_MechRoom_Small_CLGSETP_SPEED | Thermostat Setpoint | C | SmrDsn | 2014-01-01 | 2014-12-31 | Constant | Hr 1: 23.9
Office_MechRoom_Small_CLGSETP_SPEED | Thermostat Setpoint | C | Sun | 2014-01-01 | 2014-12-31 | Constant | Hr 1: 25.6
Office_MechRoom_Small_CLGSETP_SPEED | Thermostat Setpoint | C | Sat | 2014-01-01 | 2014-12-31 | Constant | Hr 1: 25.6
Office_MechRoom_Small_CLGSETP_SPEED | Thermostat Setpoint | C | Wkdy ¦ Default | 2014-01-01 | 2014-12-31 | Hourly | 25.6 | 25.6 | 25.6 | 25.6 | 25.6 | 25.6 | 23.9 | 23.9 | 23.9 | 23.9 | 23.9 | 23.9 | 23.9 | 23.9 | 23.9 | 23.9 | 23.9 | 23.9 | 23.9 | 23.9 | 23.9 | 23.9 | 25.6 | 25.6
Office_MechRoom_Small_HTGSETP_SPEED | Thermostat Setpoint | C | WntrDsn | 2014-01-01 | 2014-12-31 | Constant | Hr 1: 21.1
Office_MechRoom_Small_HTGSETP_SPEED | Thermostat Setpoint | C | SmrDsn | 2014-01-01 | 2014-12-31 | Constant | Hr 1: 21.1
Office_MechRoom_Small_HTGSETP_SPEED | Thermostat Setpoint | C | Sun | 2014-01-01 | 2014-12-31 | Constant | Hr 1: 19.4
Office_MechRoom_Small_HTGSETP_SPEED | Thermostat Setpoint | C | Sat | 2014-01-01 | 2014-12-31 | Constant | Hr 1: 19.4
Office_MechRoom_Small_HTGSETP_SPEED | Thermostat Setpoint | C | Wkdy ¦ Default | 2014-01-01 | 2014-12-31 | Hourly | 19.4 | 19.4 | 19.4 | 19.4 | 19.4 | 19.4 | 21.1 | 21.1 | 21.1 | 21.1 | 21.1 | 21.1 | 21.1 | 21.1 | 21.1 | 21.1 | 21.1 | 21.1 | 21.1 | 21.1 | 21.1 | 21.1 | 19.4 | 19.4
Office_MechRoom_Small_OCC_SPEED | Occupancy |  | WntrDsn | 2014-01-01 | 2014-12-31 | Constant | Hr 1: 0
Office_MechRoom_Small_OCC_SPEED | Occupancy |  | SmrDsn | 2014-01-01 | 2014-12-31 | Constant | bar: Hr 1
Office_MechRoom_Small_OCC_SPEED | Occupancy |  | Sun | 2014-01-01 | 2014-12-31 | Constant | Hr 1: 0
Office_MechRoom_Small_OCC_SPEED | Occupancy |  | Sat | 2014-01-01 | 2014-12-31 | Constant | Hr 1: 0
Office_MechRoom_Small_OCC_SPEED | Occupancy |  | Wkdy ¦ Default | 2014-01-01 | 2014-12-31 | Hourly | 0 | 0 | 0 | 0 | 0 | 0 | 0.11 | 0.21 | 1 | 1 | 1 | 1 | 0.53 | 1 | 1 | 1 | 1 | 0.32 | 0.11 | 0.11 | 0.11 | 0.11 | 0.05 | 0
Office_MechRoom_Small_LIGHT_2007_SPEED | Lighting |  | WntrDsn | 2014-01-01 | 2014-12-31 | Constant | Hr 1: 0
Office_MechRoom_Small_LIGHT_2007_SPEED | Lighting |  | SmrDsn | 2014-01-01 | 2014-12-31 | Constant | bar: Hr 1
Office_MechRoom_Small_LIGHT_2007_SPEED | Lighting |  | Sun | 2014-01-01 | 2014-12-31 | Constant | Hr 1: 0.18
Office_MechRoom_Small_LIGHT_2007_SPEED | Lighting |  | Sat | 2014-01-01 | 2014-12-31 | Constant | Hr 1: 0.18
Office_MechRoom_Small_LIGHT_2007_SPEED | Lighting |  | Wkdy ¦ Default | 2014-01-01 | 2014-12-31 | Hourly | 0.18 | 0.18 | 0.18 | 0.18 | 0.18 | 0.23 | 0.23 | 0.42 | 0.9 | 0.9 | 0.9 | 0.9 | 0.8 | 0.9 | 0.9 | 0.9 | 0.9 | 0.61 | 0.42 | 0.42 | 0.32 | 0.32 | 0.23 | 0.18
Office_MechRoom_Small_EQUIP_2007_SPEED | Equipment |  | WntrDsn | 2014-01-01 | 2014-12-31 | Constant | Hr 1: 0
Office_MechRoom_Small_EQUIP_2007_SPEED | Equipment |  | SmrDsn | 2014-01-01 | 2014-12-31 | Constant | bar: Hr 1
Office_MechRoom_Small_EQUIP_2007_SPEED | Equipment |  | Sun | 2014-01-01 | 2014-12-31 | Constant | Hr 1: 0.2
Office_MechRoom_Small_EQUIP_2007_SPEED | Equipment |  | Sat | 2014-01-01 | 2014-12-31 | Constant | Hr 1: 0.2
Office_MechRoom_Small_EQUIP_2007_SPEED | Equipment |  | Wkdy ¦ Default | 2014-01-01 | 2014-12-31 | Hourly | 0.5 | 0.5 | 0.5 | 0.5 | 0.5 | 0.5 | 0.5 | 0.5 | 1 | 1 | 1 | 1 | 0.94 | 1 | 1 | 1 | 1 | 0.5 | 0.2 | 0.2 | 0.2 | 0.2 | 0.2 | 0.2
Office_MechRoom_Small_LIGHT_2010_SPEED | Lighting |  | WntrDsn | 2014-01-01 | 2014-12-31 | Constant | Hr 1: 0
Office_MechRoom_Small_LIGHT_2010_SPEED | Lighting |  | SmrDsn | 2014-01-01 | 2014-12-31 | Constant | bar: Hr 1
Office_MechRoom_Small_LIGHT_2010_SPEED | Lighting |  | Sun | 2014-01-01 | 2014-12-31 | Constant | Hr 1: 0.18
Office_MechRoom_Small_LIGHT_2010_SPEED | Lighting |  | Sat | 2014-01-01 | 2014-12-31 | Constant | Hr 1: 0.18
Office_MechRoom_Small_LIGHT_2010_SPEED | Lighting |  | Wkdy ¦ Default | 2014-01-01 | 2014-12-31 | Hourly | 0.18 | 0.18 | 0.18 | 0.18 | 0.18 | 0.23 | 0.18706 | 0.34159 | 0.73197 | 0.73197 | 0.73197 | 0.73197 | 0.65064 | 0.73197 | 0.73197 | 0.73197 | 0.73197 | 0.49611 | 0.34159 | 0.34159 | 0.26026 | 0.26026 | 0.18706 | 0.18
Office_MechRoom_Small_EQUIP_2010_SPEED | Equipment |  | WntrDsn | 2014-01-01 | 2014-12-31 | Constant | Hr 1: 0
Office_MechRoom_Small_EQUIP_2010_SPEED | Equipment |  | SmrDsn | 2014-01-01 | 2014-12-31 | Constant | bar: Hr 1
Office_MechRoom_Small_EQUIP_2010_SPEED | Equipment |  | Sun | 2014-01-01 | 2014-12-31 | Constant | Hr 1: 0.2
Office_MechRoom_Small_EQUIP_2010_SPEED | Equipment |  | Sat | 2014-01-01 | 2014-12-31 | Constant | Hr 1: 0.2
Office_MechRoom_Small_EQUIP_2010_SPEED | Equipment |  | Wkdy ¦ Default | 2014-01-01 | 2014-12-31 | Hourly | 0.42575 | 0.42575 | 0.42575 | 0.42575 | 0.42575 | 0.42575 | 0.48468 | 0.48468 | 0.96935 | 0.96935 | 0.96935 | 0.96935 | 0.91119 | 0.96935 | 0.96935 | 0.96935 | 0.96935 | 0.48468 | 0.19387 | 0.19387 | 0.19387 | 0.19387 | 0.19387 | 0.1703
Office_MechRoom_Small_LIGHT_2013_SPEED | Lighting |  | WntrDsn | 2014-01-01 | 2014-12-31 | Constant | Hr 1: 0
Office_MechRoom_Small_LIGHT_2013_SPEED | Lighting |  | SmrDsn | 2014-01-01 | 2014-12-31 | Constant | bar: Hr 1
Office_MechRoom_Small_LIGHT_2013_SPEED | Lighting |  | Sun | 2014-01-01 | 2014-12-31 | Constant | Hr 1: 0.18
Office_MechRoom_Small_LIGHT_2013_SPEED | Lighting |  | Sat | 2014-01-01 | 2014-12-31 | Constant | Hr 1: 0.18
Office_MechRoom_Small_LIGHT_2013_SPEED | Lighting |  | Wkdy ¦ Default | 2014-01-01 | 2014-12-31 | Hourly | 0.18 | 0.18 | 0.18 | 0.18 | 0.18 | 0.23 | 0.17864 | 0.32621 | 0.69903 | 0.69903 | 0.69903 | 0.69903 | 0.62136 | 0.69903 | 0.69903 | 0.69903 | 0.69903 | 0.47379 | 0.32621 | 0.32621 | 0.24854 | 0.24854 | 0.17864 | 0.18
Office_MechRoom_Small_EQUIP_2013_SPEED | Equipment |  | WntrDsn | 2014-01-01 | 2014-12-31 | Constant | Hr 1: 0
Office_MechRoom_Small_EQUIP_2013_SPEED | Equipment |  | SmrDsn | 2014-01-01 | 2014-12-31 | Constant | bar: Hr 1
Office_MechRoom_Small_EQUIP_2013_SPEED | Equipment |  | Sun | 2014-01-01 | 2014-12-31 | Constant | Hr 1: 0.16379
Office_MechRoom_Small_EQUIP_2013_SPEED | Equipment |  | Sat | 2014-01-01 | 2014-12-31 | Constant | Hr 1: 0.16379
Office_MechRoom_Small_EQUIP_2013_SPEED | Equipment |  | Wkdy ¦ Default | 2014-01-01 | 2014-12-31 | Hourly | 0.40948 | 0.40948 | 0.40948 | 0.40948 | 0.40948 | 0.40948 | 0.47975 | 0.47975 | 0.95951 | 0.95951 | 0.95951 | 0.95951 | 0.90193 | 0.95951 | 0.95951 | 0.95951 | 0.95951 | 0.47975 | 0.1919 | 0.1919 | 0.1919 | 0.1919 | 0.1919 | 0.16379
Office_MechRoom_Small_INFIL_SPEED | Infiltration |  | WntrDsn | 2014-01-01 | 2014-12-31 | Constant | bar: Hr 1
Office_MechRoom_Small_INFIL_SPEED | Infiltration |  | SmrDsn | 2014-01-01 | 2014-12-31 | Constant | bar: Hr 1
Office_MechRoom_Small_INFIL_SPEED | Infiltration |  | Sun | 2014-01-01 | 2014-12-31 | Constant | bar: Hr 1
Office_MechRoom_Small_INFIL_SPEED | Infiltration |  | Sat | 2014-01-01 | 2014-12-31 | Constant | bar: Hr 1
Office_MechRoom_Small_INFIL_SPEED | Infiltration |  | Wkdy ¦ Default | 2014-01-01 | 2014-12-31 | Hourly | 1 | 1 | 1 | 1 | 1 | 1 | 0.5 | 0.5 | 0.5 | 0.5 | 0.5 | 0.5 | 0.5 | 0.5 | 0.5 | 0.5 | 0.5 | 0.5 | 0.5 | 0.5 | 0.5 | 0.5 | 1 | 1
Office_MechRoom_Small_ACTIVITY_SPEED | Activity | W | WntrDsn | 2014-01-01 | 2014-12-31 | Constant | Hr 1: 120
Office_MechRoom_Small_ACTIVITY_SPEED | Activity | W | SmrDsn | 2014-01-01 | 2014-12-31 | Constant | Hr 1: 120
Office_MechRoom_Small_ACTIVITY_SPEED | Activity | W | Sun | 2014-01-01 | 2014-12-31 | Constant | Hr 1: 120
Office_MechRoom_Small_ACTIVITY_SPEED | Activity | W | Sat | 2014-01-01 | 2014-12-31 | Constant | Hr 1: 120
Office_MechRoom_Small_ACTIVITY_SPEED | Activity | W | Wkdy ¦ Default | 2014-01-01 | 2014-12-31 | Constant | Hr 1: 120
Office_MechRoom_Small_OA_SPEED | OA Air |  | WntrDsn | 2014-01-01 | 2014-12-31 | Constant | bar: Hr 1
Office_MechRoom_Small_OA_SPEED | OA Air |  | SmrDsn | 2014-01-01 | 2014-12-31 | Constant | bar: Hr 1
Office_MechRoom_Small_OA_SPEED | OA Air |  | Sun | 2014-01-01 | 2014-12-31 | Constant | Hr 1: 0
Office_MechRoom_Small_OA_SPEED | OA Air |  | Sat | 2014-01-01 | 2014-12-31 | Constant | Hr 1: 0
Office_MechRoom_Small_OA_SPEED | OA Air |  | Wkdy ¦ Default | 2014-01-01 | 2014-12-31 | Hourly | 0 | 0 | 0 | 0 | 0 | 0 | 1 | 1 | 1 | 1 | 1 | 1 | 1 | 1 | 1 | 1 | 1 | 1 | 1 | 1 | 1 | 1 | 0 | 0
PrimarySchool_Restroom_CLGSETP_SPEED | Thermostat Setpoint | C | WntrDsn | 2014-01-01 | 2014-12-31 | Constant | Hr 1: 23.9
PrimarySchool_Restroom_CLGSETP_SPEED | Thermostat Setpoint | C | SmrDsn | 2014-01-01 | 2014-12-31 | Constant | Hr 1: 23.9
PrimarySchool_Restroom_CLGSETP_SPEED | Thermostat Setpoint | C | Sun | 2014-01-01 | 2014-12-31 | Constant | Hr 1: 25.6
PrimarySchool_Restroom_CLGSETP_SPEED | Thermostat Setpoint | C | Sat | 2014-01-01 | 2014-12-31 | Constant | Hr 1: 25.6
PrimarySchool_Restroom_CLGSETP_SPEED | Thermostat Setpoint | C | Wkdy ¦ Default | 2014-01-01 | 2014-06-15 | Hourly | 25.6 | 25.6 | 25.6 | 25.6 | 25.6 | 25.6 | 25.6 | 25.6 | 23.9 | 23.9 | 23.9 | 23.9 | 23.9 | 23.9 | 23.9 | 23.9 | 23.9 | 23.9 | 23.9 | 23.9 | 23.9 | 25.6 | 25.6 | 25.6
PrimarySchool_Restroom_CLGSETP_SPEED | Thermostat Setpoint | C | Wkdy ¦ Default | 2014-06-16 | 2014-09-15 | Hourly | 25.6 | 25.6 | 25.6 | 25.6 | 25.6 | 25.6 | 25.6 | 25.6 | 23.9 | 23.9 | 23.9 | 23.9 | 23.9 | 23.9 | 23.9 | 23.9 | 23.9 | 23.9 | 23.9 | 23.9 | 23.9 | 25.6 | 25.6 | 25.6
PrimarySchool_Restroom_CLGSETP_SPEED | Thermostat Setpoint | C | Wkdy ¦ Default | 2014-09-16 | 2014-12-31 | Hourly | 25.6 | 25.6 | 25.6 | 25.6 | 25.6 | 25.6 | 25.6 | 25.6 | 23.9 | 23.9 | 23.9 | 23.9 | 23.9 | 23.9 | 23.9 | 23.9 | 23.9 | 23.9 | 23.9 | 23.9 | 23.9 | 25.6 | 25.6 | 25.6
PrimarySchool_Restroom_HTGSETP_SPEED | Thermostat Setpoint | C | WntrDsn | 2014-01-01 | 2014-12-31 | Constant | Hr 1: 21.1
PrimarySchool_Restroom_HTGSETP_SPEED | Thermostat Setpoint | C | SmrDsn | 2014-01-01 | 2014-12-31 | Constant | Hr 1: 21.1
PrimarySchool_Restroom_HTGSETP_SPEED | Thermostat Setpoint | C | Sun | 2014-01-01 | 2014-12-31 | Constant | Hr 1: 19.4
PrimarySchool_Restroom_HTGSETP_SPEED | Thermostat Setpoint | C | Sat | 2014-01-01 | 2014-12-31 | Constant | Hr 1: 19.4
PrimarySchool_Restroom_HTGSETP_SPEED | Thermostat Setpoint | C | Wkdy ¦ Default | 2014-01-01 | 2014-06-15 | Hourly | 19.4 | 19.4 | 19.4 | 19.4 | 19.4 | 19.4 | 19.4 | 19.4 | 21.1 | 21.1 | 21.1 | 21.1 | 21.1 | 21.1 | 21.1 | 21.1 | 21.1 | 21.1 | 21.1 | 21.1 | 21.1 | 19.4 | 19.4 | 19.4
PrimarySchool_Restroom_HTGSETP_SPEED | Thermostat Setpoint | C | Wkdy ¦ Default | 2014-06-16 | 2014-09-15 | Hourly | 19.4 | 19.4 | 19.4 | 19.4 | 19.4 | 19.4 | 19.4 | 19.4 | 21.1 | 21.1 | 21.1 | 21.1 | 21.1 | 21.1 | 21.1 | 21.1 | 21.1 | 21.1 | 21.1 | 21.1 | 21.1 | 19.4 | 19.4 | 19.4
PrimarySchool_Restroom_HTGSETP_SPEED | Thermostat Setpoint | C | Wkdy ¦ Default | 2014-09-16 | 2014-12-31 | Hourly | 19.4 | 19.4 | 19.4 | 19.4 | 19.4 | 19.4 | 19.4 | 19.4 | 21.1 | 21.1 | 21.1 | 21.1 | 21.1 | 21.1 | 21.1 | 21.1 | 21.1 | 21.1 | 21.1 | 21.1 | 21.1 | 19.4 | 19.4 | 19.4
PrimarySchool_Restroom_OCC_SPEED | Occupancy |  | WntrDsn | 2014-01-01 | 2014-12-31 | Constant | Hr 1: 0
PrimarySchool_Restroom_OCC_SPEED | Occupancy |  | SmrDsn | 2014-01-01 | 2014-12-31 | Constant | bar: Hr 1
PrimarySchool_Restroom_OCC_SPEED | Occupancy |  | Sun | 2014-01-01 | 2014-12-31 | Constant | Hr 1: 0
PrimarySchool_Restroom_OCC_SPEED | Occupancy |  | Sat | 2014-01-01 | 2014-12-31 | Constant | Hr 1: 0
PrimarySchool_Restroom_OCC_SPEED | Occupancy |  | Wkdy ¦ Default | 2014-01-01 | 2014-06-15 | Hourly | 0 | 0 | 0 | 0 | 0 | 0 | 0 | 0 | 0.95 | 0.95 | 0.95 | 0.95 | 0.95 | 0.95 | 0.95 | 0.95 | 0.15 | 0.15 | 0.15 | 0.15 | 0.15 | 0 | 0 | 0
PrimarySchool_Restroom_OCC_SPEED | Occupancy |  | Wkdy ¦ Default | 2014-06-16 | 2014-09-15 | Hourly | 0 | 0 | 0 | 0 | 0 | 0 | 0 | 0 | 0.15 | 0.15 | 0.15 | 0.15 | 0.15 | 0.15 | 0.15 | 0.15 | 0.15 | 0.15 | 0.15 | 0.15 | 0.15 | 0 | 0 | 0
PrimarySchool_Restroom_OCC_SPEED | Occupancy |  | Wkdy ¦ Default | 2014-09-16 | 2014-12-31 | Hourly | 0 | 0 | 0 | 0 | 0 | 0 | 0 | 0 | 0.95 | 0.95 | 0.95 | 0.95 | 0.95 | 0.95 | 0.95 | 0.95 | 0.15 | 0.15 | 0.15 | 0.15 | 0.15 | 0 | 0 | 0
PrimarySchool_Restroom_LIGHT_2007_SPEED | Lighting |  | WntrDsn | 2014-01-01 | 2014-12-31 | Constant | Hr 1: 0
PrimarySchool_Restroom_LIGHT_2007_SPEED | Lighting |  | SmrDsn | 2014-01-01 | 2014-12-31 | Constant | bar: Hr 1
PrimarySchool_Restroom_LIGHT_2007_SPEED | Lighting |  | Sun | 2014-01-01 | 2014-06-30 | Constant | Hr 1: 0.1773
PrimarySchool_Restroom_LIGHT_2007_SPEED | Lighting |  | Sun | 2014-07-01 | 2014-09-01 | Constant | Hr 1: 0.1773
PrimarySchool_Restroom_LIGHT_2007_SPEED | Lighting |  | Sun | 2014-09-01 | 2014-12-31 | Constant | Hr 1: 0.1773
PrimarySchool_Restroom_LIGHT_2007_SPEED | Lighting |  | Sat | 2014-01-01 | 2014-06-30 | Constant | Hr 1: 0.1773
PrimarySchool_Restroom_LIGHT_2007_SPEED | Lighting |  | Sat | 2014-07-01 | 2014-09-01 | Constant | Hr 1: 0.1773
PrimarySchool_Restroom_LIGHT_2007_SPEED | Lighting |  | Sat | 2014-09-01 | 2014-12-31 | Constant | Hr 1: 0.1773
PrimarySchool_Restroom_LIGHT_2007_SPEED | Lighting |  | Wkdy ¦ Default | 2014-01-01 | 2014-06-30 | Hourly | 0.1773 | 0.1773 | 0.1773 | 0.1773 | 0.1773 | 0.1773 | 0.1773 | 0.9 | 0.9 | 0.9 | 0.9 | 0.9 | 0.9 | 0.9 | 0.9 | 0.9 | 0.9 | 0.9 | 0.9 | 0.9 | 0.9 | 0.1773 | 0.1773 | 0.1773
PrimarySchool_Restroom_LIGHT_2007_SPEED | Lighting |  | Wkdy ¦ Default | 2014-07-01 | 2014-09-01 | Hourly | 0.1773 | 0.1773 | 0.1773 | 0.1773 | 0.1773 | 0.1773 | 0.1773 | 0.1773 | 0.5 | 0.5 | 0.5 | 0.5 | 0.5 | 0.5 | 0.5 | 0.5 | 0.5 | 0.5 | 0.5 | 0.5 | 0.1773 | 0.1773 | 0.1773 | 0.1773
PrimarySchool_Restroom_LIGHT_2007_SPEED | Lighting |  | Wkdy ¦ Default | 2014-09-01 | 2014-12-31 | Hourly | 0.1773 | 0.1773 | 0.1773 | 0.1773 | 0.1773 | 0.1773 | 0.1773 | 0.9 | 0.9 | 0.9 | 0.9 | 0.9 | 0.9 | 0.9 | 0.9 | 0.9 | 0.9 | 0.9 | 0.9 | 0.9 | 0.9 | 0.1773 | 0.1773 | 0.1773
PrimarySchool_Restroom_EQUIP_2007_SPEED | Equipment |  | WntrDsn | 2014-01-01 | 2014-12-31 | Constant | Hr 1: 0
PrimarySchool_Restroom_EQUIP_2007_SPEED | Equipment |  | SmrDsn | 2014-01-01 | 2014-12-31 | Constant | bar: Hr 1
PrimarySchool_Restroom_EQUIP_2007_SPEED | Equipment |  | Sun | 2014-01-01 | 2014-06-30 | Constant | Hr 1: 0.35
PrimarySchool_Restroom_EQUIP_2007_SPEED | Equipment |  | Sun | 2014-07-01 | 2014-09-01 | Constant | Hr 1: 0.25
PrimarySchool_Restroom_EQUIP_2007_SPEED | Equipment |  | Sun | 2014-09-01 | 2014-12-31 | Constant | Hr 1: 0.35
PrimarySchool_Restroom_EQUIP_2007_SPEED | Equipment |  | Sat | 2014-01-01 | 2014-06-30 | Constant | Hr 1: 0.35
PrimarySchool_Restroom_EQUIP_2007_SPEED | Equipment |  | Sat | 2014-07-01 | 2014-09-01 | Constant | Hr 1: 0.25
PrimarySchool_Restroom_EQUIP_2007_SPEED | Equipment |  | Sat | 2014-09-01 | 2014-12-31 | Constant | Hr 1: 0.35
PrimarySchool_Restroom_EQUIP_2007_SPEED | Equipment |  | Wkdy ¦ Default | 2014-01-01 | 2014-06-30 | Hourly | 0.35 | 0.35 | 0.35 | 0.35 | 0.35 | 0.35 | 0.35 | 0.35 | 0.95 | 0.95 | 0.95 | 0.95 | 0.95 | 0.95 | 0.95 | 0.95 | 0.95 | 0.35 | 0.35 | 0.35 | 0.35 | 0.35 | 0.35 | 0.35
PrimarySchool_Restroom_EQUIP_2007_SPEED | Equipment |  | Wkdy ¦ Default | 2014-07-01 | 2014-09-01 | Hourly | 0.25 | 0.25 | 0.25 | 0.25 | 0.25 | 0.25 | 0.25 | 0.25 | 0.5 | 0.5 | 0.5 | 0.5 | 0.5 | 0.5 | 0.5 | 0.5 | 0.5 | 0.25 | 0.25 | 0.25 | 0.25 | 0.25 | 0.25 | 0.25
PrimarySchool_Restroom_EQUIP_2007_SPEED | Equipment |  | Wkdy ¦ Default | 2014-09-01 | 2014-12-31 | Hourly | 0.35 | 0.35 | 0.35 | 0.35 | 0.35 | 0.35 | 0.35 | 0.35 | 0.95 | 0.95 | 0.95 | 0.95 | 0.95 | 0.95 | 0.95 | 0.95 | 0.95 | 0.35 | 0.35 | 0.35 | 0.35 | 0.35 | 0.35 | 0.35
PrimarySchool_Restroom_LIGHT_2010_SPEED | Lighting |  | WntrDsn | 2014-01-01 | 2014-12-31 | Constant | Hr 1: 0
PrimarySchool_Restroom_LIGHT_2010_SPEED | Lighting |  | SmrDsn | 2014-01-01 | 2014-12-31 | Constant | bar: Hr 1
PrimarySchool_Restroom_LIGHT_2010_SPEED | Lighting |  | Sun | 2014-01-01 | 2014-06-30 | Constant | Hr 1: 0.1773
PrimarySchool_Restroom_LIGHT_2010_SPEED | Lighting |  | Sun | 2014-07-01 | 2014-09-01 | Constant | Hr 1: 0.1773
PrimarySchool_Restroom_LIGHT_2010_SPEED | Lighting |  | Sun | 2014-09-01 | 2014-12-31 | Constant | Hr 1: 0.1773
PrimarySchool_Restroom_LIGHT_2010_SPEED | Lighting |  | Sat | 2014-01-01 | 2014-06-30 | Constant | Hr 1: 0.1773
PrimarySchool_Restroom_LIGHT_2010_SPEED | Lighting |  | Sat | 2014-07-01 | 2014-09-01 | Constant | Hr 1: 0.1773
PrimarySchool_Restroom_LIGHT_2010_SPEED | Lighting |  | Sat | 2014-09-01 | 2014-12-31 | Constant | Hr 1: 0.1773
PrimarySchool_Restroom_LIGHT_2010_SPEED | Lighting |  | Wkdy ¦ Default | 2014-01-01 | 2014-06-30 | Hourly | 0.1773 | 0.1773 | 0.1773 | 0.1773 | 0.1773 | 0.1773 | 0.1773 | 0.9 | 0.594 | 0.594 | 0.594 | 0.594 | 0.594 | 0.594 | 0.594 | 0.594 | 0.594 | 0.594 | 0.594 | 0.594 | 0.594 | 0.1773 | 0.1773 | 0.1773
PrimarySchool_Restroom_LIGHT_2010_SPEED | Lighting |  | Wkdy ¦ Default | 2014-07-01 | 2014-09-01 | Hourly | 0.1773 | 0.1773 | 0.1773 | 0.1773 | 0.1773 | 0.1773 | 0.1773 | 0.1773 | 0.33 | 0.33 | 0.33 | 0.33 | 0.33 | 0.33 | 0.33 | 0.33 | 0.33 | 0.33 | 0.33 | 0.33 | 0.11702 | 0.1773 | 0.1773 | 0.1773
PrimarySchool_Restroom_LIGHT_2010_SPEED | Lighting |  | Wkdy ¦ Default | 2014-09-01 | 2014-12-31 | Hourly | 0.1773 | 0.1773 | 0.1773 | 0.1773 | 0.1773 | 0.1773 | 0.1773 | 0.9 | 0.594 | 0.594 | 0.594 | 0.594 | 0.594 | 0.594 | 0.594 | 0.594 | 0.594 | 0.594 | 0.594 | 0.594 | 0.594 | 0.1773 | 0.1773 | 0.1773
PrimarySchool_Restroom_EQUIP_2010_SPEED | Equipment |  | WntrDsn | 2014-01-01 | 2014-12-31 | Constant | Hr 1: 0
PrimarySchool_Restroom_EQUIP_2010_SPEED | Equipment |  | SmrDsn | 2014-01-01 | 2014-12-31 | Constant | bar: Hr 1
PrimarySchool_Restroom_EQUIP_2010_SPEED | Equipment |  | Sun | 2014-01-01 | 2014-06-30 | Constant | Hr 1: 0.34355
PrimarySchool_Restroom_EQUIP_2010_SPEED | Equipment |  | Sun | 2014-07-01 | 2014-09-01 | Constant | Hr 1: 0.24539
PrimarySchool_Restroom_EQUIP_2010_SPEED | Equipment |  | Sun | 2014-09-01 | 2014-12-31 | Constant | Hr 1: 0.34355
PrimarySchool_Restroom_EQUIP_2010_SPEED | Equipment |  | Sat | 2014-01-01 | 2014-06-30 | Constant | Hr 1: 0.34355
PrimarySchool_Restroom_EQUIP_2010_SPEED | Equipment |  | Sat | 2014-07-01 | 2014-09-01 | Constant | Hr 1: 0.24539
PrimarySchool_Restroom_EQUIP_2010_SPEED | Equipment |  | Sat | 2014-09-01 | 2014-12-31 | Constant | Hr 1: 0.34355
PrimarySchool_Restroom_EQUIP_2010_SPEED | Equipment |  | Wkdy ¦ Default | 2014-01-01 | 2014-06-30 | Hourly | 0.34355 | 0.34355 | 0.34355 | 0.34355 | 0.34355 | 0.34355 | 0.34355 | 0.34355 | 0.94543 | 0.94543 | 0.94543 | 0.94543 | 0.94543 | 0.94543 | 0.94543 | 0.94543 | 0.94543 | 0.34832 | 0.34832 | 0.34832 | 0.34832 | 0.34355 | 0.34355 | 0.34355
PrimarySchool_Restroom_EQUIP_2010_SPEED | Equipment |  | Wkdy ¦ Default | 2014-07-01 | 2014-09-01 | Hourly | 0.24539 | 0.24539 | 0.24539 | 0.24539 | 0.24539 | 0.24539 | 0.24539 | 0.24539 | 0.49759 | 0.49759 | 0.49759 | 0.49759 | 0.49759 | 0.49759 | 0.49759 | 0.49759 | 0.49759 | 0.2488 | 0.2488 | 0.2488 | 0.2488 | 0.24539 | 0.24539 | 0.24539
PrimarySchool_Restroom_EQUIP_2010_SPEED | Equipment |  | Wkdy ¦ Default | 2014-09-01 | 2014-12-31 | Hourly | 0.34355 | 0.34355 | 0.34355 | 0.34355 | 0.34355 | 0.34355 | 0.34355 | 0.34355 | 0.94543 | 0.94543 | 0.94543 | 0.94543 | 0.94543 | 0.94543 | 0.94543 | 0.94543 | 0.94543 | 0.34832 | 0.34832 | 0.34832 | 0.34832 | 0.34355 | 0.34355 | 0.34355
PrimarySchool_Restroom_LIGHT_2013_SPEED | Lighting |  | WntrDsn | 2014-01-01 | 2014-12-31 | Constant | Hr 1: 0
PrimarySchool_Restroom_LIGHT_2013_SPEED | Lighting |  | SmrDsn | 2014-01-01 | 2014-12-31 | Constant | bar: Hr 1
PrimarySchool_Restroom_LIGHT_2013_SPEED | Lighting |  | Sun | 2014-01-01 | 2014-06-30 | Constant | Hr 1: 0.1773
PrimarySchool_Restroom_LIGHT_2013_SPEED | Lighting |  | Sun | 2014-07-01 | 2014-09-01 | Constant | Hr 1: 0.1773
PrimarySchool_Restroom_LIGHT_2013_SPEED | Lighting |  | Sun | 2014-09-01 | 2014-12-31 | Constant | Hr 1: 0.1773
PrimarySchool_Restroom_LIGHT_2013_SPEED | Lighting |  | Sat | 2014-01-01 | 2014-06-30 | Constant | Hr 1: 0.1773
PrimarySchool_Restroom_LIGHT_2013_SPEED | Lighting |  | Sat | 2014-07-01 | 2014-09-01 | Constant | Hr 1: 0.1773
PrimarySchool_Restroom_LIGHT_2013_SPEED | Lighting |  | Sat | 2014-09-01 | 2014-12-31 | Constant | Hr 1: 0.1773
PrimarySchool_Restroom_LIGHT_2013_SPEED | Lighting |  | Wkdy ¦ Default | 2014-01-01 | 2014-06-30 | Hourly | 0.1773 | 0.1773 | 0.1773 | 0.1773 | 0.1773 | 0.1773 | 0.1773 | 0.9 | 0.594 | 0.594 | 0.594 | 0.594 | 0.594 | 0.594 | 0.594 | 0.594 | 0.594 | 0.594 | 0.594 | 0.594 | 0.594 | 0.1773 | 0.1773 | 0.1773
PrimarySchool_Restroom_LIGHT_2013_SPEED | Lighting |  | Wkdy ¦ Default | 2014-07-01 | 2014-09-01 | Hourly | 0.1773 | 0.1773 | 0.1773 | 0.1773 | 0.1773 | 0.1773 | 0.1773 | 0.1773 | 0.33 | 0.33 | 0.33 | 0.33 | 0.33 | 0.33 | 0.33 | 0.33 | 0.33 | 0.33 | 0.33 | 0.33 | 0.11702 | 0.1773 | 0.1773 | 0.1773
PrimarySchool_Restroom_LIGHT_2013_SPEED | Lighting |  | Wkdy ¦ Default | 2014-09-01 | 2014-12-31 | Hourly | 0.1773 | 0.1773 | 0.1773 | 0.1773 | 0.1773 | 0.1773 | 0.1773 | 0.9 | 0.594 | 0.594 | 0.594 | 0.594 | 0.594 | 0.594 | 0.594 | 0.594 | 0.594 | 0.594 | 0.594 | 0.594 | 0.594 | 0.1773 | 0.1773 | 0.1773
PrimarySchool_Restroom_EQUIP_2013_SPEED | Equipment |  | WntrDsn | 2014-01-01 | 2014-12-31 | Constant | Hr 1: 0
PrimarySchool_Restroom_EQUIP_2013_SPEED | Equipment |  | SmrDsn | 2014-01-01 | 2014-12-31 | Constant | bar: Hr 1
PrimarySchool_Restroom_EQUIP_2013_SPEED | Equipment |  | Sun | 2014-01-01 | 2014-06-30 | Constant | Hr 1: 0.27289
PrimarySchool_Restroom_EQUIP_2013_SPEED | Equipment |  | Sun | 2014-07-01 | 2014-09-01 | Constant | Hr 1: 0.19492
PrimarySchool_Restroom_EQUIP_2013_SPEED | Equipment |  | Sun | 2014-09-01 | 2014-12-31 | Constant | Hr 1: 0.27289
PrimarySchool_Restroom_EQUIP_2013_SPEED | Equipment |  | Sat | 2014-01-01 | 2014-06-30 | Constant | Hr 1: 0.27289
PrimarySchool_Restroom_EQUIP_2013_SPEED | Equipment |  | Sat | 2014-07-01 | 2014-09-01 | Constant | Hr 1: 0.19492
PrimarySchool_Restroom_EQUIP_2013_SPEED | Equipment |  | Sat | 2014-09-01 | 2014-12-31 | Constant | Hr 1: 0.27289
PrimarySchool_Restroom_EQUIP_2013_SPEED | Equipment |  | Wkdy ¦ Default | 2014-01-01 | 2014-06-30 | Hourly | 0.27289 | 0.27289 | 0.27289 | 0.27289 | 0.27289 | 0.27289 | 0.27289 | 0.27289 | 0.88409 | 0.88409 | 0.88409 | 0.88409 | 0.88409 | 0.88409 | 0.88409 | 0.88409 | 0.88409 | 0.32572 | 0.32572 | 0.32572 | 0.32572 | 0.27289 | 0.27289 | 0.27289
PrimarySchool_Restroom_EQUIP_2013_SPEED | Equipment |  | Wkdy ¦ Default | 2014-07-01 | 2014-09-01 | Hourly | 0.19492 | 0.19492 | 0.19492 | 0.19492 | 0.19492 | 0.19492 | 0.19492 | 0.19492 | 0.46531 | 0.46531 | 0.46531 | 0.46531 | 0.46531 | 0.46531 | 0.46531 | 0.46531 | 0.46531 | 0.23265 | 0.23265 | 0.23265 | 0.23265 | 0.19492 | 0.19492 | 0.19492
PrimarySchool_Restroom_EQUIP_2013_SPEED | Equipment |  | Wkdy ¦ Default | 2014-09-01 | 2014-12-31 | Hourly | 0.27289 | 0.27289 | 0.27289 | 0.27289 | 0.27289 | 0.27289 | 0.27289 | 0.27289 | 0.88409 | 0.88409 | 0.88409 | 0.88409 | 0.88409 | 0.88409 | 0.88409 | 0.88409 | 0.88409 | 0.32572 | 0.32572 | 0.32572 | 0.32572 | 0.27289 | 0.27289 | 0.27289
PrimarySchool_Restroom_INFIL_SPEED | Infiltration |  | WntrDsn | 2014-01-01 | 2014-12-31 | Constant | bar: Hr 1
PrimarySchool_Restroom_INFIL_SPEED | Infiltration |  | SmrDsn | 2014-01-01 | 2014-12-31 | Constant | bar: Hr 1
PrimarySchool_Restroom_INFIL_SPEED | Infiltration |  | Sun | 2014-01-01 | 2014-12-31 | Constant | bar: Hr 1
PrimarySchool_Restroom_INFIL_SPEED | Infiltration |  | Sat | 2014-01-01 | 2014-12-31 | Constant | bar: Hr 1
PrimarySchool_Restroom_INFIL_SPEED | Infiltration |  | Wkdy ¦ Default | 2014-01-01 | 2014-12-31 | Hourly | 1 | 1 | 1 | 1 | 1 | 1 | 1 | 1 | 0.5 | 0.5 | 0.5 | 0.5 | 0.5 | 0.5 | 0.5 | 0.5 | 0.5 | 0.5 | 0.5 | 0.5 | 0.5 | 1 | 1 | 1
PrimarySchool_Restroom_ACTIVITY_SPEED | Activity | W | WntrDsn | 2014-01-01 | 2014-12-31 | Constant | Hr 1: 120
PrimarySchool_Restroom_ACTIVITY_SPEED | Activity | W | SmrDsn | 2014-01-01 | 2014-12-31 | Constant | Hr 1: 120
PrimarySchool_Restroom_ACTIVITY_SPEED | Activity | W | Sun | 2014-01-01 | 2014-12-31 | Constant | Hr 1: 120
PrimarySchool_Restroom_ACTIVITY_SPEED | Activity | W | Sat | 2014-01-01 | 2014-12-31 | Constant | Hr 1: 120
PrimarySchool_Restroom_ACTIVITY_SPEED | Activity | W | Wkdy ¦ Default | 2014-01-01 | 2014-12-31 | Constant | Hr 1: 120
PrimarySchool_Restroom_OA_SPEED | OA Air |  | WntrDsn | 2014-01-01 | 2014-12-31 | Constant | bar: Hr 1
PrimarySchool_Restroom_OA_SPEED | OA Air |  | SmrDsn | 2014-01-01 | 2014-12-31 | Constant | bar: Hr 1
PrimarySchool_Restroom_OA_SPEED | OA Air |  | Sun | 2014-01-01 | 2014-12-31 | Constant | Hr 1: 0
PrimarySchool_Restroom_OA_SPEED | OA Air |  | Sat | 2014-01-01 | 2014-12-31 | Constant | Hr 1: 0
PrimarySchool_Restroom_OA_SPEED | OA Air |  | Wkdy ¦ Default | 2014-01-01 | 2014-06-15 | Hourly | 0 | 0 | 0 | 0 | 0 | 0 | 0 | 0 | 1 | 1 | 1 | 1 | 1 | 1 | 1 | 1 | 1 | 1 | 1 | 1 | 1 | 0 | 0 | 0
PrimarySchool_Restroom_OA_SPEED | OA Air |  | Wkdy ¦ Default | 2014-06-16 | 2014-09-15 | Hourly | 0 | 0 | 0 | 0 | 0 | 0 | 0 | 0 | 1 | 1 | 1 | 1 | 1 | 1 | 1 | 1 | 1 | 1 | 1 | 1 | 1 | 0 | 0 | 0
PrimarySchool_Restroom_OA_SPEED | OA Air |  | Wkdy ¦ Default | 2014-09-16 | 2014-12-31 | Hourly | 0 | 0 | 0 | 0 | 0 | 0 | 0 | 0 | 1 | 1 | 1 | 1 | 1 | 1 | 1 | 1 | 1 | 1 | 1 | 1 | 1 | 0 | 0 | 0
PrimarySchool_Lobby_CLGSETP_SPEED | Thermostat Setpoint | C | WntrDsn | 2014-01-01 | 2014-12-31 | Constant | Hr 1: 23.9
PrimarySchool_Lobby_CLGSETP_SPEED | Thermostat Setpoint | C | SmrDsn | 2014-01-01 | 2014-12-31 | Constant | Hr 1: 23.9
PrimarySchool_Lobby_CLGSETP_SPEED | Thermostat Setpoint | C | Sun | 2014-01-01 | 2014-12-31 | Constant | Hr 1: 25.6
PrimarySchool_Lobby_CLGSETP_SPEED | Thermostat Setpoint | C | Sat | 2014-01-01 | 2014-12-31 | Constant | Hr 1: 25.6
PrimarySchool_Lobby_CLGSETP_SPEED | Thermostat Setpoint | C | Wkdy ¦ Default | 2014-01-01 | 2014-06-15 | Hourly | 25.6 | 25.6 | 25.6 | 25.6 | 25.6 | 25.6 | 25.6 | 25.6 | 23.9 | 23.9 | 23.9 | 23.9 | 23.9 | 23.9 | 23.9 | 23.9 | 23.9 | 23.9 | 23.9 | 23.9 | 23.9 | 25.6 | 25.6 | 25.6
PrimarySchool_Lobby_CLGSETP_SPEED | Thermostat Setpoint | C | Wkdy ¦ Default | 2014-06-16 | 2014-09-15 | Hourly | 25.6 | 25.6 | 25.6 | 25.6 | 25.6 | 25.6 | 25.6 | 25.6 | 23.9 | 23.9 | 23.9 | 23.9 | 23.9 | 23.9 | 23.9 | 23.9 | 23.9 | 23.9 | 23.9 | 23.9 | 23.9 | 25.6 | 25.6 | 25.6
PrimarySchool_Lobby_CLGSETP_SPEED | Thermostat Setpoint | C | Wkdy ¦ Default | 2014-09-16 | 2014-12-31 | Hourly | 25.6 | 25.6 | 25.6 | 25.6 | 25.6 | 25.6 | 25.6 | 25.6 | 23.9 | 23.9 | 23.9 | 23.9 | 23.9 | 23.9 | 23.9 | 23.9 | 23.9 | 23.9 | 23.9 | 23.9 | 23.9 | 25.6 | 25.6 | 25.6
PrimarySchool_Lobby_HTGSETP_SPEED | Thermostat Setpoint | C | WntrDsn | 2014-01-01 | 2014-12-31 | Constant | Hr 1: 21.1
PrimarySchool_Lobby_HTGSETP_SPEED | Thermostat Setpoint | C | SmrDsn | 2014-01-01 | 2014-12-31 | Constant | Hr 1: 21.1
PrimarySchool_Lobby_HTGSETP_SPEED | Thermostat Setpoint | C | Sun | 2014-01-01 | 2014-12-31 | Constant | Hr 1: 19.4
PrimarySchool_Lobby_HTGSETP_SPEED | Thermostat Setpoint | C | Sat | 2014-01-01 | 2014-12-31 | Constant | Hr 1: 19.4
PrimarySchool_Lobby_HTGSETP_SPEED | Thermostat Setpoint | C | Wkdy ¦ Default | 2014-01-01 | 2014-06-15 | Hourly | 19.4 | 19.4 | 19.4 | 19.4 | 19.4 | 19.4 | 19.4 | 19.4 | 21.1 | 21.1 | 21.1 | 21.1 | 21.1 | 21.1 | 21.1 | 21.1 | 21.1 | 21.1 | 21.1 | 21.1 | 21.1 | 19.4 | 19.4 | 19.4
PrimarySchool_Lobby_HTGSETP_SPEED | Thermostat Setpoint | C | Wkdy ¦ Default | 2014-06-16 | 2014-09-15 | Hourly | 19.4 | 19.4 | 19.4 | 19.4 | 19.4 | 19.4 | 19.4 | 19.4 | 21.1 | 21.1 | 21.1 | 21.1 | 21.1 | 21.1 | 21.1 | 21.1 | 21.1 | 21.1 | 21.1 | 21.1 | 21.1 | 19.4 | 19.4 | 19.4
PrimarySchool_Lobby_HTGSETP_SPEED | Thermostat Setpoint | C | Wkdy ¦ Default | 2014-09-16 | 2014-12-31 | Hourly | 19.4 | 19.4 | 19.4 | 19.4 | 19.4 | 19.4 | 19.4 | 19.4 | 21.1 | 21.1 | 21.1 | 21.1 | 21.1 | 21.1 | 21.1 | 21.1 | 21.1 | 21.1 | 21.1 | 21.1 | 21.1 | 19.4 | 19.4 | 19.4
PrimarySchool_Lobby_OCC_SPEED | Occupancy |  | WntrDsn | 2014-01-01 | 2014-12-31 | Constant | Hr 1: 0
PrimarySchool_Lobby_OCC_SPEED | Occupancy |  | SmrDsn | 2014-01-01 | 2014-12-31 | Constant | bar: Hr 1
PrimarySchool_Lobby_OCC_SPEED | Occupancy |  | Sun | 2014-01-01 | 2014-12-31 | Constant | Hr 1: 0
PrimarySchool_Lobby_OCC_SPEED | Occupancy |  | Sat | 2014-01-01 | 2014-12-31 | Constant | Hr 1: 0
PrimarySchool_Lobby_OCC_SPEED | Occupancy |  | Wkdy ¦ Default | 2014-01-01 | 2014-06-15 | Hourly | 0 | 0 | 0 | 0 | 0 | 0 | 0 | 0 | 0.95 | 0.95 | 0.95 | 0.95 | 0.95 | 0.95 | 0.95 | 0.95 | 0.15 | 0.15 | 0.15 | 0.15 | 0.15 | 0 | 0 | 0
PrimarySchool_Lobby_OCC_SPEED | Occupancy |  | Wkdy ¦ Default | 2014-06-16 | 2014-09-15 | Hourly | 0 | 0 | 0 | 0 | 0 | 0 | 0 | 0 | 0.15 | 0.15 | 0.15 | 0.15 | 0.15 | 0.15 | 0.15 | 0.15 | 0.15 | 0.15 | 0.15 | 0.15 | 0.15 | 0 | 0 | 0
PrimarySchool_Lobby_OCC_SPEED | Occupancy |  | Wkdy ¦ Default | 2014-09-16 | 2014-12-31 | Hourly | 0 | 0 | 0 | 0 | 0 | 0 | 0 | 0 | 0.95 | 0.95 | 0.95 | 0.95 | 0.95 | 0.95 | 0.95 | 0.95 | 0.15 | 0.15 | 0.15 | 0.15 | 0.15 | 0 | 0 | 0
PrimarySchool_Lobby_LIGHT_2007_SPEED | Lighting |  | WntrDsn | 2014-01-01 | 2014-12-31 | Constant | Hr 1: 0
PrimarySchool_Lobby_LIGHT_2007_SPEED | Lighting |  | SmrDsn | 2014-01-01 | 2014-12-31 | Constant | bar: Hr 1
PrimarySchool_Lobby_LIGHT_2007_SPEED | Lighting |  | Sun | 2014-01-01 | 2014-06-30 | Constant | Hr 1: 0.1773
PrimarySchool_Lobby_LIGHT_2007_SPEED | Lighting |  | Sun | 2014-07-01 | 2014-09-01 | Constant | Hr 1: 0.1773
PrimarySchool_Lobby_LIGHT_2007_SPEED | Lighting |  | Sun | 2014-09-01 | 2014-12-31 | Constant | Hr 1: 0.1773
PrimarySchool_Lobby_LIGHT_2007_SPEED | Lighting |  | Sat | 2014-01-01 | 2014-06-30 | Constant | Hr 1: 0.1773
PrimarySchool_Lobby_LIGHT_2007_SPEED | Lighting |  | Sat | 2014-07-01 | 2014-09-01 | Constant | Hr 1: 0.1773
PrimarySchool_Lobby_LIGHT_2007_SPEED | Lighting |  | Sat | 2014-09-01 | 2014-12-31 | Constant | Hr 1: 0.1773
PrimarySchool_Lobby_LIGHT_2007_SPEED | Lighting |  | Wkdy ¦ Default | 2014-01-01 | 2014-06-30 | Hourly | 0.1773 | 0.1773 | 0.1773 | 0.1773 | 0.1773 | 0.1773 | 0.1773 | 0.9 | 0.9 | 0.9 | 0.9 | 0.9 | 0.9 | 0.9 | 0.9 | 0.9 | 0.9 | 0.9 | 0.9 | 0.9 | 0.9 | 0.1773 | 0.1773 | 0.1773
PrimarySchool_Lobby_LIGHT_2007_SPEED | Lighting |  | Wkdy ¦ Default | 2014-07-01 | 2014-09-01 | Hourly | 0.1773 | 0.1773 | 0.1773 | 0.1773 | 0.1773 | 0.1773 | 0.1773 | 0.1773 | 0.5 | 0.5 | 0.5 | 0.5 | 0.5 | 0.5 | 0.5 | 0.5 | 0.5 | 0.5 | 0.5 | 0.5 | 0.1773 | 0.1773 | 0.1773 | 0.1773
PrimarySchool_Lobby_LIGHT_2007_SPEED | Lighting |  | Wkdy ¦ Default | 2014-09-01 | 2014-12-31 | Hourly | 0.1773 | 0.1773 | 0.1773 | 0.1773 | 0.1773 | 0.1773 | 0.1773 | 0.9 | 0.9 | 0.9 | 0.9 | 0.9 | 0.9 | 0.9 | 0.9 | 0.9 | 0.9 | 0.9 | 0.9 | 0.9 | 0.9 | 0.1773 | 0.1773 | 0.1773
PrimarySchool_Lobby_EQUIP_2007_SPEED | Equipment |  | WntrDsn | 2014-01-01 | 2014-12-31 | Constant | Hr 1: 0
PrimarySchool_Lobby_EQUIP_2007_SPEED | Equipment |  | SmrDsn | 2014-01-01 | 2014-12-31 | Constant | bar: Hr 1
PrimarySchool_Lobby_EQUIP_2007_SPEED | Equipment |  | Sun | 2014-01-01 | 2014-06-30 | Constant | Hr 1: 0.35
PrimarySchool_Lobby_EQUIP_2007_SPEED | Equipment |  | Sun | 2014-07-01 | 2014-09-01 | Constant | Hr 1: 0.25
PrimarySchool_Lobby_EQUIP_2007_SPEED | Equipment |  | Sun | 2014-09-01 | 2014-12-31 | Constant | Hr 1: 0.35
PrimarySchool_Lobby_EQUIP_2007_SPEED | Equipment |  | Sat | 2014-01-01 | 2014-06-30 | Constant | Hr 1: 0.35
PrimarySchool_Lobby_EQUIP_2007_SPEED | Equipment |  | Sat | 2014-07-01 | 2014-09-01 | Constant | Hr 1: 0.25
PrimarySchool_Lobby_EQUIP_2007_SPEED | Equipment |  | Sat | 2014-09-01 | 2014-12-31 | Constant | Hr 1: 0.35
PrimarySchool_Lobby_EQUIP_2007_SPEED | Equipment |  | Wkdy ¦ Default | 2014-01-01 | 2014-06-30 | Hourly | 0.35 | 0.35 | 0.35 | 0.35 | 0.35 | 0.35 | 0.35 | 0.35 | 0.95 | 0.95 | 0.95 | 0.95 | 0.95 | 0.95 | 0.95 | 0.95 | 0.95 | 0.35 | 0.35 | 0.35 | 0.35 | 0.35 | 0.35 | 0.35
PrimarySchool_Lobby_EQUIP_2007_SPEED | Equipment |  | Wkdy ¦ Default | 2014-07-01 | 2014-09-01 | Hourly | 0.25 | 0.25 | 0.25 | 0.25 | 0.25 | 0.25 | 0.25 | 0.25 | 0.5 | 0.5 | 0.5 | 0.5 | 0.5 | 0.5 | 0.5 | 0.5 | 0.5 | 0.25 | 0.25 | 0.25 | 0.25 | 0.25 | 0.25 | 0.25
PrimarySchool_Lobby_EQUIP_2007_SPEED | Equipment |  | Wkdy ¦ Default | 2014-09-01 | 2014-12-31 | Hourly | 0.35 | 0.35 | 0.35 | 0.35 | 0.35 | 0.35 | 0.35 | 0.35 | 0.95 | 0.95 | 0.95 | 0.95 | 0.95 | 0.95 | 0.95 | 0.95 | 0.95 | 0.35 | 0.35 | 0.35 | 0.35 | 0.35 | 0.35 | 0.35
PrimarySchool_Lobby_LIGHT_2010_SPEED | Lighting |  | WntrDsn | 2014-01-01 | 2014-12-31 | Constant | Hr 1: 0
PrimarySchool_Lobby_LIGHT_2010_SPEED | Lighting |  | SmrDsn | 2014-01-01 | 2014-12-31 | Constant | bar: Hr 1
PrimarySchool_Lobby_LIGHT_2010_SPEED | Lighting |  | Sun | 2014-01-01 | 2014-06-30 | Constant | Hr 1: 0.1773
PrimarySchool_Lobby_LIGHT_2010_SPEED | Lighting |  | Sun | 2014-07-01 | 2014-09-01 | Constant | Hr 1: 0.1773
PrimarySchool_Lobby_LIGHT_2010_SPEED | Lighting |  | Sun | 2014-09-01 | 2014-12-31 | Constant | Hr 1: 0.1773
PrimarySchool_Lobby_LIGHT_2010_SPEED | Lighting |  | Sat | 2014-01-01 | 2014-06-30 | Constant | Hr 1: 0.1773
PrimarySchool_Lobby_LIGHT_2010_SPEED | Lighting |  | Sat | 2014-07-01 | 2014-09-01 | Constant | Hr 1: 0.1773
PrimarySchool_Lobby_LIGHT_2010_SPEED | Lighting |  | Sat | 2014-09-01 | 2014-12-31 | Constant | Hr 1: 0.1773
PrimarySchool_Lobby_LIGHT_2010_SPEED | Lighting |  | Wkdy ¦ Default | 2014-01-01 | 2014-06-30 | Hourly | 0.1773 | 0.1773 | 0.1773 | 0.1773 | 0.1773 | 0.1773 | 0.1773 | 0.9 | 0.9 | 0.9 | 0.9 | 0.9 | 0.9 | 0.9 | 0.9 | 0.9 | 0.9 | 0.9 | 0.9 | 0.9 | 0.9 | 0.1773 | 0.1773 | 0.1773
PrimarySchool_Lobby_LIGHT_2010_SPEED | Lighting |  | Wkdy ¦ Default | 2014-07-01 | 2014-09-01 | Hourly | 0.1773 | 0.1773 | 0.1773 | 0.1773 | 0.1773 | 0.1773 | 0.1773 | 0.1773 | 0.5 | 0.5 | 0.5 | 0.5 | 0.5 | 0.5 | 0.5 | 0.5 | 0.5 | 0.5 | 0.5 | 0.5 | 0.1773 | 0.1773 | 0.1773 | 0.1773
PrimarySchool_Lobby_LIGHT_2010_SPEED | Lighting |  | Wkdy ¦ Default | 2014-09-01 | 2014-12-31 | Hourly | 0.1773 | 0.1773 | 0.1773 | 0.1773 | 0.1773 | 0.1773 | 0.1773 | 0.9 | 0.9 | 0.9 | 0.9 | 0.9 | 0.9 | 0.9 | 0.9 | 0.9 | 0.9 | 0.9 | 0.9 | 0.9 | 0.9 | 0.1773 | 0.1773 | 0.1773
PrimarySchool_Lobby_EQUIP_2010_SPEED | Equipment |  | WntrDsn | 2014-01-01 | 2014-12-31 | Constant | Hr 1: 0
PrimarySchool_Lobby_EQUIP_2010_SPEED | Equipment |  | SmrDsn | 2014-01-01 | 2014-12-31 | Constant | bar: Hr 1
PrimarySchool_Lobby_EQUIP_2010_SPEED | Equipment |  | Sun | 2014-01-01 | 2014-06-30 | Constant | Hr 1: 0.34355
PrimarySchool_Lobby_EQUIP_2010_SPEED | Equipment |  | Sun | 2014-07-01 | 2014-09-01 | Constant | Hr 1: 0.24539
PrimarySchool_Lobby_EQUIP_2010_SPEED | Equipment |  | Sun | 2014-09-01 | 2014-12-31 | Constant | Hr 1: 0.34355
PrimarySchool_Lobby_EQUIP_2010_SPEED | Equipment |  | Sat | 2014-01-01 | 2014-06-30 | Constant | Hr 1: 0.34355
PrimarySchool_Lobby_EQUIP_2010_SPEED | Equipment |  | Sat | 2014-07-01 | 2014-09-01 | Constant | Hr 1: 0.24539
PrimarySchool_Lobby_EQUIP_2010_SPEED | Equipment |  | Sat | 2014-09-01 | 2014-12-31 | Constant | Hr 1: 0.34355
PrimarySchool_Lobby_EQUIP_2010_SPEED | Equipment |  | Wkdy ¦ Default | 2014-01-01 | 2014-06-30 | Hourly | 0.34355 | 0.34355 | 0.34355 | 0.34355 | 0.34355 | 0.34355 | 0.34355 | 0.34355 | 0.94543 | 0.94543 | 0.94543 | 0.94543 | 0.94543 | 0.94543 | 0.94543 | 0.94543 | 0.94543 | 0.34832 | 0.34832 | 0.34832 | 0.34832 | 0.34355 | 0.34355 | 0.34355
PrimarySchool_Lobby_EQUIP_2010_SPEED | Equipment |  | Wkdy ¦ Default | 2014-07-01 | 2014-09-01 | Hourly | 0.24539 | 0.24539 | 0.24539 | 0.24539 | 0.24539 | 0.24539 | 0.24539 | 0.24539 | 0.49759 | 0.49759 | 0.49759 | 0.49759 | 0.49759 | 0.49759 | 0.49759 | 0.49759 | 0.49759 | 0.2488 | 0.2488 | 0.2488 | 0.2488 | 0.24539 | 0.24539 | 0.24539
PrimarySchool_Lobby_EQUIP_2010_SPEED | Equipment |  | Wkdy ¦ Default | 2014-09-01 | 2014-12-31 | Hourly | 0.34355 | 0.34355 | 0.34355 | 0.34355 | 0.34355 | 0.34355 | 0.34355 | 0.34355 | 0.94543 | 0.94543 | 0.94543 | 0.94543 | 0.94543 | 0.94543 | 0.94543 | 0.94543 | 0.94543 | 0.34832 | 0.34832 | 0.34832 | 0.34832 | 0.34355 | 0.34355 | 0.34355
PrimarySchool_Lobby_LIGHT_2013_SPEED | Lighting |  | WntrDsn | 2014-01-01 | 2014-12-31 | Constant | Hr 1: 0
PrimarySchool_Lobby_LIGHT_2013_SPEED | Lighting |  | SmrDsn | 2014-01-01 | 2014-12-31 | Constant | bar: Hr 1
PrimarySchool_Lobby_LIGHT_2013_SPEED | Lighting |  | Sun | 2014-01-01 | 2014-06-30 | Constant | Hr 1: 0.1773
PrimarySchool_Lobby_LIGHT_2013_SPEED | Lighting |  | Sun | 2014-07-01 | 2014-09-01 | Constant | Hr 1: 0.1773
PrimarySchool_Lobby_LIGHT_2013_SPEED | Lighting |  | Sun | 2014-09-01 | 2014-12-31 | Constant | Hr 1: 0.1773
PrimarySchool_Lobby_LIGHT_2013_SPEED | Lighting |  | Sat | 2014-01-01 | 2014-06-30 | Constant | Hr 1: 0.1773
PrimarySchool_Lobby_LIGHT_2013_SPEED | Lighting |  | Sat | 2014-07-01 | 2014-09-01 | Constant | Hr 1: 0.1773
PrimarySchool_Lobby_LIGHT_2013_SPEED | Lighting |  | Sat | 2014-09-01 | 2014-12-31 | Constant | Hr 1: 0.1773
PrimarySchool_Lobby_LIGHT_2013_SPEED | Lighting |  | Wkdy ¦ Default | 2014-01-01 | 2014-06-30 | Hourly | 0.1773 | 0.1773 | 0.1773 | 0.1773 | 0.1773 | 0.1773 | 0.1773 | 0.9 | 0.855 | 0.855 | 0.855 | 0.855 | 0.855 | 0.855 | 0.855 | 0.855 | 0.855 | 0.855 | 0.855 | 0.855 | 0.855 | 0.1773 | 0.1773 | 0.1773
PrimarySchool_Lobby_LIGHT_2013_SPEED | Lighting |  | Wkdy ¦ Default | 2014-07-01 | 2014-09-01 | Hourly | 0.1773 | 0.1773 | 0.1773 | 0.1773 | 0.1773 | 0.1773 | 0.1773 | 0.1773 | 0.475 | 0.475 | 0.475 | 0.475 | 0.475 | 0.475 | 0.475 | 0.475 | 0.475 | 0.475 | 0.475 | 0.475 | 0.16844 | 0.1773 | 0.1773 | 0.1773
PrimarySchool_Lobby_LIGHT_2013_SPEED | Lighting |  | Wkdy ¦ Default | 2014-09-01 | 2014-12-31 | Hourly | 0.1773 | 0.1773 | 0.1773 | 0.1773 | 0.1773 | 0.1773 | 0.1773 | 0.9 | 0.855 | 0.855 | 0.855 | 0.855 | 0.855 | 0.855 | 0.855 | 0.855 | 0.855 | 0.855 | 0.855 | 0.855 | 0.855 | 0.1773 | 0.1773 | 0.1773
PrimarySchool_Lobby_EQUIP_2013_SPEED | Equipment |  | WntrDsn | 2014-01-01 | 2014-12-31 | Constant | Hr 1: 0
PrimarySchool_Lobby_EQUIP_2013_SPEED | Equipment |  | SmrDsn | 2014-01-01 | 2014-12-31 | Constant | bar: Hr 1
PrimarySchool_Lobby_EQUIP_2013_SPEED | Equipment |  | Sun | 2014-01-01 | 2014-06-30 | Constant | Hr 1: 0.27289
PrimarySchool_Lobby_EQUIP_2013_SPEED | Equipment |  | Sun | 2014-07-01 | 2014-09-01 | Constant | Hr 1: 0.19492
PrimarySchool_Lobby_EQUIP_2013_SPEED | Equipment |  | Sun | 2014-09-01 | 2014-12-31 | Constant | Hr 1: 0.27289
PrimarySchool_Lobby_EQUIP_2013_SPEED | Equipment |  | Sat | 2014-01-01 | 2014-06-30 | Constant | Hr 1: 0.27289
PrimarySchool_Lobby_EQUIP_2013_SPEED | Equipment |  | Sat | 2014-07-01 | 2014-09-01 | Constant | Hr 1: 0.19492
PrimarySchool_Lobby_EQUIP_2013_SPEED | Equipment |  | Sat | 2014-09-01 | 2014-12-31 | Constant | Hr 1: 0.27289
PrimarySchool_Lobby_EQUIP_2013_SPEED | Equipment |  | Wkdy ¦ Default | 2014-01-01 | 2014-06-30 | Hourly | 0.27289 | 0.27289 | 0.27289 | 0.27289 | 0.27289 | 0.27289 | 0.27289 | 0.27289 | 0.88409 | 0.88409 | 0.88409 | 0.88409 | 0.88409 | 0.88409 | 0.88409 | 0.88409 | 0.88409 | 0.32572 | 0.32572 | 0.32572 | 0.32572 | 0.27289 | 0.27289 | 0.27289
PrimarySchool_Lobby_EQUIP_2013_SPEED | Equipment |  | Wkdy ¦ Default | 2014-07-01 | 2014-09-01 | Hourly | 0.19492 | 0.19492 | 0.19492 | 0.19492 | 0.19492 | 0.19492 | 0.19492 | 0.19492 | 0.46531 | 0.46531 | 0.46531 | 0.46531 | 0.46531 | 0.46531 | 0.46531 | 0.46531 | 0.46531 | 0.23265 | 0.23265 | 0.23265 | 0.23265 | 0.19492 | 0.19492 | 0.19492
PrimarySchool_Lobby_EQUIP_2013_SPEED | Equipment |  | Wkdy ¦ Default | 2014-09-01 | 2014-12-31 | Hourly | 0.27289 | 0.27289 | 0.27289 | 0.27289 | 0.27289 | 0.27289 | 0.27289 | 0.27289 | 0.88409 | 0.88409 | 0.88409 | 0.88409 | 0.88409 | 0.88409 | 0.88409 | 0.88409 | 0.88409 | 0.32572 | 0.32572 | 0.32572 | 0.32572 | 0.27289 | 0.27289 | 0.27289
PrimarySchool_Lobby_INFIL_SPEED | Infiltration |  | WntrDsn | 2014-01-01 | 2014-12-31 | Constant | bar: Hr 1
PrimarySchool_Lobby_INFIL_SPEED | Infiltration |  | SmrDsn | 2014-01-01 | 2014-12-31 | Constant | bar: Hr 1
PrimarySchool_Lobby_INFIL_SPEED | Infiltration |  | Sun | 2014-01-01 | 2014-12-31 | Constant | bar: Hr 1
PrimarySchool_Lobby_INFIL_SPEED | Infiltration |  | Sat | 2014-01-01 | 2014-12-31 | Constant | bar: Hr 1
PrimarySchool_Lobby_INFIL_SPEED | Infiltration |  | Wkdy ¦ Default | 2014-01-01 | 2014-12-31 | Hourly | 1 | 1 | 1 | 1 | 1 | 1 | 1 | 1 | 0.5 | 0.5 | 0.5 | 0.5 | 0.5 | 0.5 | 0.5 | 0.5 | 0.5 | 0.5 | 0.5 | 0.5 | 0.5 | 1 | 1 | 1
PrimarySchool_Lobby_ACTIVITY_SPEED | Activity | W | WntrDsn | 2014-01-01 | 2014-12-31 | Constant | Hr 1: 120
PrimarySchool_Lobby_ACTIVITY_SPEED | Activity | W | SmrDsn | 2014-01-01 | 2014-12-31 | Constant | Hr 1: 120
PrimarySchool_Lobby_ACTIVITY_SPEED | Activity | W | Sun | 2014-01-01 | 2014-12-31 | Constant | Hr 1: 120
PrimarySchool_Lobby_ACTIVITY_SPEED | Activity | W | Sat | 2014-01-01 | 2014-12-31 | Constant | Hr 1: 120
PrimarySchool_Lobby_ACTIVITY_SPEED | Activity | W | Wkdy ¦ Default | 2014-01-01 | 2014-12-31 | Constant | Hr 1: 120
PrimarySchool_Lobby_OA_SPEED | OA Air |  | WntrDsn | 2014-01-01 | 2014-12-31 | Constant | bar: Hr 1
PrimarySchool_Lobby_OA_SPEED | OA Air |  | SmrDsn | 2014-01-01 | 2014-12-31 | Constant | bar: Hr 1
PrimarySchool_Lobby_OA_SPEED | OA Air |  | Sun | 2014-01-01 | 2014-12-31 | Constant | Hr 1: 0
PrimarySchool_Lobby_OA_SPEED | OA Air |  | Sat | 2014-01-01 | 2014-12-31 | Constant | Hr 1: 0
PrimarySchool_Lobby_OA_SPEED | OA Air |  | Wkdy ¦ Default | 2014-01-01 | 2014-06-15 | Hourly | 0 | 0 | 0 | 0 | 0 | 0 | 0 | 0 | 1 | 1 | 1 | 1 | 1 | 1 | 1 | 1 | 1 | 1 | 1 | 1 | 1 | 0 | 0 | 0
PrimarySchool_Lobby_OA_SPEED | OA Air |  | Wkdy ¦ Default | 2014-06-16 | 2014-09-15 | Hourly | 0 | 0 | 0 | 0 | 0 | 0 | 0 | 0 | 1 | 1 | 1 | 1 | 1 | 1 | 1 | 1 | 1 | 1 | 1 | 1 | 1 | 0 | 0 | 0
PrimarySchool_Lobby_OA_SPEED | OA Air |  | Wkdy ¦ Default | 2014-09-16 | 2014-12-31 | Hourly | 0 | 0 | 0 | 0 | 0 | 0 | 0 | 0 | 1 | 1 | 1 | 1 | 1 | 1 | 1 | 1 | 1 | 1 | 1 | 1 | 1 | 0 | 0 | 0
PrimarySchool_Library_CLGSETP_SPEED | Thermostat Setpoint | C | WntrDsn | 2014-01-01 | 2014-12-31 | Constant | Hr 1: 23.9
PrimarySchool_Library_CLGSETP_SPEED | Thermostat Setpoint | C | SmrDsn | 2014-01-01 | 2014-12-31 | Constant | Hr 1: 23.9
PrimarySchool_Library_CLGSETP_SPEED | Thermostat Setpoint | C | Sun | 2014-01-01 | 2014-12-31 | Constant | Hr 1: 25.6
PrimarySchool_Library_CLGSETP_SPEED | Thermostat Setpoint | C | Sat | 2014-01-01 | 2014-12-31 | Constant | Hr 1: 25.6
PrimarySchool_Library_CLGSETP_SPEED | Thermostat Setpoint | C | Wkdy ¦ Default | 2014-01-01 | 2014-06-15 | Hourly | 25.6 | 25.6 | 25.6 | 25.6 | 25.6 | 25.6 | 25.6 | 25.6 | 23.9 | 23.9 | 23.9 | 23.9 | 23.9 | 23.9 | 23.9 | 23.9 | 23.9 | 23.9 | 23.9 | 23.9 | 23.9 | 25.6 | 25.6 | 25.6
PrimarySchool_Library_CLGSETP_SPEED | Thermostat Setpoint | C | Wkdy ¦ Default | 2014-06-16 | 2014-09-15 | Hourly | 25.6 | 25.6 | 25.6 | 25.6 | 25.6 | 25.6 | 25.6 | 25.6 | 23.9 | 23.9 | 23.9 | 23.9 | 23.9 | 23.9 | 23.9 | 23.9 | 23.9 | 23.9 | 23.9 | 23.9 | 23.9 | 25.6 | 25.6 | 25.6
PrimarySchool_Library_CLGSETP_SPEED | Thermostat Setpoint | C | Wkdy ¦ Default | 2014-09-16 | 2014-12-31 | Hourly | 25.6 | 25.6 | 25.6 | 25.6 | 25.6 | 25.6 | 25.6 | 25.6 | 23.9 | 23.9 | 23.9 | 23.9 | 23.9 | 23.9 | 23.9 | 23.9 | 23.9 | 23.9 | 23.9 | 23.9 | 23.9 | 25.6 | 25.6 | 25.6
PrimarySchool_Library_HTGSETP_SPEED | Thermostat Setpoint | C | WntrDsn | 2014-01-01 | 2014-12-31 | Constant | Hr 1: 21.1
PrimarySchool_Library_HTGSETP_SPEED | Thermostat Setpoint | C | SmrDsn | 2014-01-01 | 2014-12-31 | Constant | Hr 1: 21.1
PrimarySchool_Library_HTGSETP_SPEED | Thermostat Setpoint | C | Sun | 2014-01-01 | 2014-12-31 | Constant | Hr 1: 19.4
PrimarySchool_Library_HTGSETP_SPEED | Thermostat Setpoint | C | Sat | 2014-01-01 | 2014-12-31 | Constant | Hr 1: 19.4
PrimarySchool_Library_HTGSETP_SPEED | Thermostat Setpoint | C | Wkdy ¦ Default | 2014-01-01 | 2014-06-15 | Hourly | 19.4 | 19.4 | 19.4 | 19.4 | 19.4 | 19.4 | 19.4 | 19.4 | 21.1 | 21.1 | 21.1 | 21.1 | 21.1 | 21.1 | 21.1 | 21.1 | 21.1 | 21.1 | 21.1 | 21.1 | 21.1 | 19.4 | 19.4 | 19.4
PrimarySchool_Library_HTGSETP_SPEED | Thermostat Setpoint | C | Wkdy ¦ Default | 2014-06-16 | 2014-09-15 | Hourly | 19.4 | 19.4 | 19.4 | 19.4 | 19.4 | 19.4 | 19.4 | 19.4 | 21.1 | 21.1 | 21.1 | 21.1 | 21.1 | 21.1 | 21.1 | 21.1 | 21.1 | 21.1 | 21.1 | 21.1 | 21.1 | 19.4 | 19.4 | 19.4
PrimarySchool_Library_HTGSETP_SPEED | Thermostat Setpoint | C | Wkdy ¦ Default | 2014-09-16 | 2014-12-31 | Hourly | 19.4 | 19.4 | 19.4 | 19.4 | 19.4 | 19.4 | 19.4 | 19.4 | 21.1 | 21.1 | 21.1 | 21.1 | 21.1 | 21.1 | 21.1 | 21.1 | 21.1 | 21.1 | 21.1 | 21.1 | 21.1 | 19.4 | 19.4 | 19.4
PrimarySchool_Library_OCC_SPEED | Occupancy |  | WntrDsn | 2014-01-01 | 2014-12-31 | Constant | Hr 1: 0
PrimarySchool_Library_OCC_SPEED | Occupancy |  | SmrDsn | 2014-01-01 | 2014-12-31 | Constant | bar: Hr 1
PrimarySchool_Library_OCC_SPEED | Occupancy |  | Sun | 2014-01-01 | 2014-12-31 | Constant | Hr 1: 0
PrimarySchool_Library_OCC_SPEED | Occupancy |  | Sat | 2014-01-01 | 2014-12-31 | Constant | Hr 1: 0
PrimarySchool_Library_OCC_SPEED | Occupancy |  | Wkdy ¦ Default | 2014-01-01 | 2014-06-15 | Hourly | 0 | 0 | 0 | 0 | 0 | 0 | 0 | 0 | 0.95 | 0.95 | 0.95 | 0.95 | 0.95 | 0.95 | 0.95 | 0.95 | 0.15 | 0.15 | 0.15 | 0.15 | 0.15 | 0 | 0 | 0
PrimarySchool_Library_OCC_SPEED | Occupancy |  | Wkdy ¦ Default | 2014-06-16 | 2014-09-15 | Hourly | 0 | 0 | 0 | 0 | 0 | 0 | 0 | 0 | 0.15 | 0.15 | 0.15 | 0.15 | 0.15 | 0.15 | 0.15 | 0.15 | 0.15 | 0.15 | 0.15 | 0.15 | 0.15 | 0 | 0 | 0
PrimarySchool_Library_OCC_SPEED | Occupancy |  | Wkdy ¦ Default | 2014-09-16 | 2014-12-31 | Hourly | 0 | 0 | 0 | 0 | 0 | 0 | 0 | 0 | 0.95 | 0.95 | 0.95 | 0.95 | 0.95 | 0.95 | 0.95 | 0.95 | 0.15 | 0.15 | 0.15 | 0.15 | 0.15 | 0 | 0 | 0
PrimarySchool_Library_LIGHT_2007_SPEED | Lighting |  | WntrDsn | 2014-01-01 | 2014-12-31 | Constant | Hr 1: 0
PrimarySchool_Library_LIGHT_2007_SPEED | Lighting |  | SmrDsn | 2014-01-01 | 2014-12-31 | Constant | bar: Hr 1
PrimarySchool_Library_LIGHT_2007_SPEED | Lighting |  | Sun | 2014-01-01 | 2014-06-30 | Constant | Hr 1: 0.1773
PrimarySchool_Library_LIGHT_2007_SPEED | Lighting |  | Sun | 2014-07-01 | 2014-09-01 | Constant | Hr 1: 0.1773
PrimarySchool_Library_LIGHT_2007_SPEED | Lighting |  | Sun | 2014-09-01 | 2014-12-31 | Constant | Hr 1: 0.1773
PrimarySchool_Library_LIGHT_2007_SPEED | Lighting |  | Sat | 2014-01-01 | 2014-06-30 | Constant | Hr 1: 0.1773
PrimarySchool_Library_LIGHT_2007_SPEED | Lighting |  | Sat | 2014-07-01 | 2014-09-01 | Constant | Hr 1: 0.1773
PrimarySchool_Library_LIGHT_2007_SPEED | Lighting |  | Sat | 2014-09-01 | 2014-12-31 | Constant | Hr 1: 0.1773
PrimarySchool_Library_LIGHT_2007_SPEED | Lighting |  | Wkdy ¦ Default | 2014-01-01 | 2014-06-30 | Hourly | 0.1773 | 0.1773 | 0.1773 | 0.1773 | 0.1773 | 0.1773 | 0.1773 | 0.9 | 0.9 | 0.9 | 0.9 | 0.9 | 0.9 | 0.9 | 0.9 | 0.9 | 0.9 | 0.9 | 0.9 | 0.9 | 0.9 | 0.1773 | 0.1773 | 0.1773
PrimarySchool_Library_LIGHT_2007_SPEED | Lighting |  | Wkdy ¦ Default | 2014-07-01 | 2014-09-01 | Hourly | 0.1773 | 0.1773 | 0.1773 | 0.1773 | 0.1773 | 0.1773 | 0.1773 | 0.1773 | 0.5 | 0.5 | 0.5 | 0.5 | 0.5 | 0.5 | 0.5 | 0.5 | 0.5 | 0.5 | 0.5 | 0.5 | 0.1773 | 0.1773 | 0.1773 | 0.1773
PrimarySchool_Library_LIGHT_2007_SPEED | Lighting |  | Wkdy ¦ Default | 2014-09-01 | 2014-12-31 | Hourly | 0.1773 | 0.1773 | 0.1773 | 0.1773 | 0.1773 | 0.1773 | 0.1773 | 0.9 | 0.9 | 0.9 | 0.9 | 0.9 | 0.9 | 0.9 | 0.9 | 0.9 | 0.9 | 0.9 | 0.9 | 0.9 | 0.9 | 0.1773 | 0.1773 | 0.1773
PrimarySchool_Library_EQUIP_2007_SPEED | Equipment |  | WntrDsn | 2014-01-01 | 2014-12-31 | Constant | Hr 1: 0
PrimarySchool_Library_EQUIP_2007_SPEED | Equipment |  | SmrDsn | 2014-01-01 | 2014-12-31 | Constant | bar: Hr 1
PrimarySchool_Library_EQUIP_2007_SPEED | Equipment |  | Sun | 2014-01-01 | 2014-06-30 | Constant | Hr 1: 0.35
PrimarySchool_Library_EQUIP_2007_SPEED | Equipment |  | Sun | 2014-07-01 | 2014-09-01 | Constant | Hr 1: 0.25
PrimarySchool_Library_EQUIP_2007_SPEED | Equipment |  | Sun | 2014-09-01 | 2014-12-31 | Constant | Hr 1: 0.35
PrimarySchool_Library_EQUIP_2007_SPEED | Equipment |  | Sat | 2014-01-01 | 2014-06-30 | Constant | Hr 1: 0.35
PrimarySchool_Library_EQUIP_2007_SPEED | Equipment |  | Sat | 2014-07-01 | 2014-09-01 | Constant | Hr 1: 0.25
PrimarySchool_Library_EQUIP_2007_SPEED | Equipment |  | Sat | 2014-09-01 | 2014-12-31 | Constant | Hr 1: 0.35
PrimarySchool_Library_EQUIP_2007_SPEED | Equipment |  | Wkdy ¦ Default | 2014-01-01 | 2014-06-30 | Hourly | 0.35 | 0.35 | 0.35 | 0.35 | 0.35 | 0.35 | 0.35 | 0.35 | 0.95 | 0.95 | 0.95 | 0.95 | 0.95 | 0.95 | 0.95 | 0.95 | 0.95 | 0.35 | 0.35 | 0.35 | 0.35 | 0.35 | 0.35 | 0.35
PrimarySchool_Library_EQUIP_2007_SPEED | Equipment |  | Wkdy ¦ Default | 2014-07-01 | 2014-09-01 | Hourly | 0.25 | 0.25 | 0.25 | 0.25 | 0.25 | 0.25 | 0.25 | 0.25 | 0.5 | 0.5 | 0.5 | 0.5 | 0.5 | 0.5 | 0.5 | 0.5 | 0.5 | 0.25 | 0.25 | 0.25 | 0.25 | 0.25 | 0.25 | 0.25
PrimarySchool_Library_EQUIP_2007_SPEED | Equipment |  | Wkdy ¦ Default | 2014-09-01 | 2014-12-31 | Hourly | 0.35 | 0.35 | 0.35 | 0.35 | 0.35 | 0.35 | 0.35 | 0.35 | 0.95 | 0.95 | 0.95 | 0.95 | 0.95 | 0.95 | 0.95 | 0.95 | 0.95 | 0.35 | 0.35 | 0.35 | 0.35 | 0.35 | 0.35 | 0.35
PrimarySchool_Library_LIGHT_2010_SPEED | Lighting |  | WntrDsn | 2014-01-01 | 2014-12-31 | Constant | Hr 1: 0
PrimarySchool_Library_LIGHT_2010_SPEED | Lighting |  | SmrDsn | 2014-01-01 | 2014-12-31 | Constant | bar: Hr 1
PrimarySchool_Library_LIGHT_2010_SPEED | Lighting |  | Sun | 2014-01-01 | 2014-06-30 | Constant | Hr 1: 0.1773
PrimarySchool_Library_LIGHT_2010_SPEED | Lighting |  | Sun | 2014-07-01 | 2014-09-01 | Constant | Hr 1: 0.1773
PrimarySchool_Library_LIGHT_2010_SPEED | Lighting |  | Sun | 2014-09-01 | 2014-12-31 | Constant | Hr 1: 0.1773
PrimarySchool_Library_LIGHT_2010_SPEED | Lighting |  | Sat | 2014-01-01 | 2014-06-30 | Constant | Hr 1: 0.1773
PrimarySchool_Library_LIGHT_2010_SPEED | Lighting |  | Sat | 2014-07-01 | 2014-09-01 | Constant | Hr 1: 0.1773
PrimarySchool_Library_LIGHT_2010_SPEED | Lighting |  | Sat | 2014-09-01 | 2014-12-31 | Constant | Hr 1: 0.1773
PrimarySchool_Library_LIGHT_2010_SPEED | Lighting |  | Wkdy ¦ Default | 2014-01-01 | 2014-06-30 | Hourly | 0.1773 | 0.1773 | 0.1773 | 0.1773 | 0.1773 | 0.1773 | 0.1773 | 0.9 | 0.9 | 0.9 | 0.9 | 0.9 | 0.9 | 0.9 | 0.9 | 0.9 | 0.9 | 0.9 | 0.9 | 0.9 | 0.9 | 0.1773 | 0.1773 | 0.1773
PrimarySchool_Library_LIGHT_2010_SPEED | Lighting |  | Wkdy ¦ Default | 2014-07-01 | 2014-09-01 | Hourly | 0.1773 | 0.1773 | 0.1773 | 0.1773 | 0.1773 | 0.1773 | 0.1773 | 0.1773 | 0.5 | 0.5 | 0.5 | 0.5 | 0.5 | 0.5 | 0.5 | 0.5 | 0.5 | 0.5 | 0.5 | 0.5 | 0.1773 | 0.1773 | 0.1773 | 0.1773
PrimarySchool_Library_LIGHT_2010_SPEED | Lighting |  | Wkdy ¦ Default | 2014-09-01 | 2014-12-31 | Hourly | 0.1773 | 0.1773 | 0.1773 | 0.1773 | 0.1773 | 0.1773 | 0.1773 | 0.9 | 0.9 | 0.9 | 0.9 | 0.9 | 0.9 | 0.9 | 0.9 | 0.9 | 0.9 | 0.9 | 0.9 | 0.9 | 0.9 | 0.1773 | 0.1773 | 0.1773
PrimarySchool_Library_EQUIP_2010_SPEED | Equipment |  | WntrDsn | 2014-01-01 | 2014-12-31 | Constant | Hr 1: 0
PrimarySchool_Library_EQUIP_2010_SPEED | Equipment |  | SmrDsn | 2014-01-01 | 2014-12-31 | Constant | bar: Hr 1
PrimarySchool_Library_EQUIP_2010_SPEED | Equipment |  | Sun | 2014-01-01 | 2014-06-30 | Constant | Hr 1: 0.34355
PrimarySchool_Library_EQUIP_2010_SPEED | Equipment |  | Sun | 2014-07-01 | 2014-09-01 | Constant | Hr 1: 0.24539
PrimarySchool_Library_EQUIP_2010_SPEED | Equipment |  | Sun | 2014-09-01 | 2014-12-31 | Constant | Hr 1: 0.34355
PrimarySchool_Library_EQUIP_2010_SPEED | Equipment |  | Sat | 2014-01-01 | 2014-06-30 | Constant | Hr 1: 0.34355
PrimarySchool_Library_EQUIP_2010_SPEED | Equipment |  | Sat | 2014-07-01 | 2014-09-01 | Constant | Hr 1: 0.24539
PrimarySchool_Library_EQUIP_2010_SPEED | Equipment |  | Sat | 2014-09-01 | 2014-12-31 | Constant | Hr 1: 0.34355
PrimarySchool_Library_EQUIP_2010_SPEED | Equipment |  | Wkdy ¦ Default | 2014-01-01 | 2014-06-30 | Hourly | 0.34355 | 0.34355 | 0.34355 | 0.34355 | 0.34355 | 0.34355 | 0.34355 | 0.34355 | 0.94543 | 0.94543 | 0.94543 | 0.94543 | 0.94543 | 0.94543 | 0.94543 | 0.94543 | 0.94543 | 0.34832 | 0.34832 | 0.34832 | 0.34832 | 0.34355 | 0.34355 | 0.34355
PrimarySchool_Library_EQUIP_2010_SPEED | Equipment |  | Wkdy ¦ Default | 2014-07-01 | 2014-09-01 | Hourly | 0.24539 | 0.24539 | 0.24539 | 0.24539 | 0.24539 | 0.24539 | 0.24539 | 0.24539 | 0.49759 | 0.49759 | 0.49759 | 0.49759 | 0.49759 | 0.49759 | 0.49759 | 0.49759 | 0.49759 | 0.2488 | 0.2488 | 0.2488 | 0.2488 | 0.24539 | 0.24539 | 0.24539
PrimarySchool_Library_EQUIP_2010_SPEED | Equipment |  | Wkdy ¦ Default | 2014-09-01 | 2014-12-31 | Hourly | 0.34355 | 0.34355 | 0.34355 | 0.34355 | 0.34355 | 0.34355 | 0.34355 | 0.34355 | 0.94543 | 0.94543 | 0.94543 | 0.94543 | 0.94543 | 0.94543 | 0.94543 | 0.94543 | 0.94543 | 0.34832 | 0.34832 | 0.34832 | 0.34832 | 0.34355 | 0.34355 | 0.34355
PrimarySchool_Library_LIGHT_2013_SPEED | Lighting |  | WntrDsn | 2014-01-01 | 2014-12-31 | Constant | Hr 1: 0
PrimarySchool_Library_LIGHT_2013_SPEED | Lighting |  | SmrDsn | 2014-01-01 | 2014-12-31 | Constant | bar: Hr 1
PrimarySchool_Library_LIGHT_2013_SPEED | Lighting |  | Sun | 2014-01-01 | 2014-06-30 | Constant | Hr 1: 0.1773
PrimarySchool_Library_LIGHT_2013_SPEED | Lighting |  | Sun | 2014-07-01 | 2014-09-01 | Constant | Hr 1: 0.1773
PrimarySchool_Library_LIGHT_2013_SPEED | Lighting |  | Sun | 2014-09-01 | 2014-12-31 | Constant | Hr 1: 0.1773
PrimarySchool_Library_LIGHT_2013_SPEED | Lighting |  | Sat | 2014-01-01 | 2014-06-30 | Constant | Hr 1: 0.1773
PrimarySchool_Library_LIGHT_2013_SPEED | Lighting |  | Sat | 2014-07-01 | 2014-09-01 | Constant | Hr 1: 0.1773
PrimarySchool_Library_LIGHT_2013_SPEED | Lighting |  | Sat | 2014-09-01 | 2014-12-31 | Constant | Hr 1: 0.1773
PrimarySchool_Library_LIGHT_2013_SPEED | Lighting |  | Wkdy ¦ Default | 2014-01-01 | 2014-06-30 | Hourly | 0.1773 | 0.1773 | 0.1773 | 0.1773 | 0.1773 | 0.1773 | 0.1773 | 0.9 | 0.8325 | 0.8325 | 0.8325 | 0.8325 | 0.8325 | 0.8325 | 0.8325 | 0.8325 | 0.8325 | 0.8325 | 0.8325 | 0.8325 | 0.8325 | 0.1773 | 0.1773 | 0.1773
PrimarySchool_Library_LIGHT_2013_SPEED | Lighting |  | Wkdy ¦ Default | 2014-07-01 | 2014-09-01 | Hourly | 0.1773 | 0.1773 | 0.1773 | 0.1773 | 0.1773 | 0.1773 | 0.1773 | 0.1773 | 0.4625 | 0.4625 | 0.4625 | 0.4625 | 0.4625 | 0.4625 | 0.4625 | 0.4625 | 0.4625 | 0.4625 | 0.4625 | 0.4625 | 0.164 | 0.1773 | 0.1773 | 0.1773
PrimarySchool_Library_LIGHT_2013_SPEED | Lighting |  | Wkdy ¦ Default | 2014-09-01 | 2014-12-31 | Hourly | 0.1773 | 0.1773 | 0.1773 | 0.1773 | 0.1773 | 0.1773 | 0.1773 | 0.9 | 0.8325 | 0.8325 | 0.8325 | 0.8325 | 0.8325 | 0.8325 | 0.8325 | 0.8325 | 0.8325 | 0.8325 | 0.8325 | 0.8325 | 0.8325 | 0.1773 | 0.1773 | 0.1773
PrimarySchool_Library_EQUIP_2013_SPEED | Equipment |  | WntrDsn | 2014-01-01 | 2014-12-31 | Constant | Hr 1: 0
PrimarySchool_Library_EQUIP_2013_SPEED | Equipment |  | SmrDsn | 2014-01-01 | 2014-12-31 | Constant | bar: Hr 1
PrimarySchool_Library_EQUIP_2013_SPEED | Equipment |  | Sun | 2014-01-01 | 2014-06-30 | Constant | Hr 1: 0.27289
PrimarySchool_Library_EQUIP_2013_SPEED | Equipment |  | Sun | 2014-07-01 | 2014-09-01 | Constant | Hr 1: 0.19492
PrimarySchool_Library_EQUIP_2013_SPEED | Equipment |  | Sun | 2014-09-01 | 2014-12-31 | Constant | Hr 1: 0.27289
PrimarySchool_Library_EQUIP_2013_SPEED | Equipment |  | Sat | 2014-01-01 | 2014-06-30 | Constant | Hr 1: 0.27289
PrimarySchool_Library_EQUIP_2013_SPEED | Equipment |  | Sat | 2014-07-01 | 2014-09-01 | Constant | Hr 1: 0.19492
PrimarySchool_Library_EQUIP_2013_SPEED | Equipment |  | Sat | 2014-09-01 | 2014-12-31 | Constant | Hr 1: 0.27289
PrimarySchool_Library_EQUIP_2013_SPEED | Equipment |  | Wkdy ¦ Default | 2014-01-01 | 2014-06-30 | Hourly | 0.27289 | 0.27289 | 0.27289 | 0.27289 | 0.27289 | 0.27289 | 0.27289 | 0.27289 | 0.88409 | 0.88409 | 0.88409 | 0.88409 | 0.88409 | 0.88409 | 0.88409 | 0.88409 | 0.88409 | 0.32572 | 0.32572 | 0.32572 | 0.32572 | 0.27289 | 0.27289 | 0.27289
PrimarySchool_Library_EQUIP_2013_SPEED | Equipment |  | Wkdy ¦ Default | 2014-07-01 | 2014-09-01 | Hourly | 0.19492 | 0.19492 | 0.19492 | 0.19492 | 0.19492 | 0.19492 | 0.19492 | 0.19492 | 0.46531 | 0.46531 | 0.46531 | 0.46531 | 0.46531 | 0.46531 | 0.46531 | 0.46531 | 0.46531 | 0.23265 | 0.23265 | 0.23265 | 0.23265 | 0.19492 | 0.19492 | 0.19492
PrimarySchool_Library_EQUIP_2013_SPEED | Equipment |  | Wkdy ¦ Default | 2014-09-01 | 2014-12-31 | Hourly | 0.27289 | 0.27289 | 0.27289 | 0.27289 | 0.27289 | 0.27289 | 0.27289 | 0.27289 | 0.88409 | 0.88409 | 0.88409 | 0.88409 | 0.88409 | 0.88409 | 0.88409 | 0.88409 | 0.88409 | 0.32572 | 0.32572 | 0.32572 | 0.32572 | 0.27289 | 0.27289 | 0.27289
PrimarySchool_Library_INFIL_SPEED | Infiltration |  | WntrDsn | 2014-01-01 | 2014-12-31 | Constant | bar: Hr 1
PrimarySchool_Library_INFIL_SPEED | Infiltration |  | SmrDsn | 2014-01-01 | 2014-12-31 | Constant | bar: Hr 1
PrimarySchool_Library_INFIL_SPEED | Infiltration |  | Sun | 2014-01-01 | 2014-12-31 | Constant | bar: Hr 1
PrimarySchool_Library_INFIL_SPEED | Infiltration |  | Sat | 2014-01-01 | 2014-12-31 | Constant | bar: Hr 1
PrimarySchool_Library_INFIL_SPEED | Infiltration |  | Wkdy ¦ Default | 2014-01-01 | 2014-12-31 | Hourly | 1 | 1 | 1 | 1 | 1 | 1 | 1 | 1 | 0.5 | 0.5 | 0.5 | 0.5 | 0.5 | 0.5 | 0.5 | 0.5 | 0.5 | 0.5 | 0.5 | 0.5 | 0.5 | 1 | 1 | 1
PrimarySchool_Library_ACTIVITY_SPEED | Activity | W | WntrDsn | 2014-01-01 | 2014-12-31 | Constant | Hr 1: 120
PrimarySchool_Library_ACTIVITY_SPEED | Activity | W | SmrDsn | 2014-01-01 | 2014-12-31 | Constant | Hr 1: 120
PrimarySchool_Library_ACTIVITY_SPEED | Activity | W | Sun | 2014-01-01 | 2014-12-31 | Constant | Hr 1: 120
PrimarySchool_Library_ACTIVITY_SPEED | Activity | W | Sat | 2014-01-01 | 2014-12-31 | Constant | Hr 1: 120
PrimarySchool_Library_ACTIVITY_SPEED | Activity | W | Wkdy ¦ Default | 2014-01-01 | 2014-12-31 | Constant | Hr 1: 120
PrimarySchool_Library_OA_SPEED | OA Air |  | WntrDsn | 2014-01-01 | 2014-12-31 | Constant | bar: Hr 1
PrimarySchool_Library_OA_SPEED | OA Air |  | SmrDsn | 2014-01-01 | 2014-12-31 | Constant | bar: Hr 1
PrimarySchool_Library_OA_SPEED | OA Air |  | Sun | 2014-01-01 | 2014-12-31 | Constant | Hr 1: 0
PrimarySchool_Library_OA_SPEED | OA Air |  | Sat | 2014-01-01 | 2014-12-31 | Constant | Hr 1: 0
PrimarySchool_Library_OA_SPEED | OA Air |  | Wkdy ¦ Default | 2014-01-01 | 2014-06-15 | Hourly | 0 | 0 | 0 | 0 | 0 | 0 | 0 | 0 | 1 | 1 | 1 | 1 | 1 | 1 | 1 | 1 | 1 | 1 | 1 | 1 | 1 | 0 | 0 | 0
PrimarySchool_Library_OA_SPEED | OA Air |  | Wkdy ¦ Default | 2014-06-16 | 2014-09-15 | Hourly | 0 | 0 | 0 | 0 | 0 | 0 | 0 | 0 | 1 | 1 | 1 | 1 | 1 | 1 | 1 | 1 | 1 | 1 | 1 | 1 | 1 | 0 | 0 | 0
PrimarySchool_Library_OA_SPEED | OA Air |  | Wkdy ¦ Default | 2014-09-16 | 2014-12-31 | Hourly | 0 | 0 | 0 | 0 | 0 | 0 | 0 | 0 | 1 | 1 | 1 | 1 | 1 | 1 | 1 | 1 | 1 | 1 | 1 | 1 | 1 | 0 | 0 | 0
PrimarySchool_Corridor_CLGSETP_SPEED | Thermostat Setpoint | C | WntrDsn | 2014-01-01 | 2014-12-31 | Constant | Hr 1: 23.9
PrimarySchool_Corridor_CLGSETP_SPEED | Thermostat Setpoint | C | SmrDsn | 2014-01-01 | 2014-12-31 | Constant | Hr 1: 23.9
PrimarySchool_Corridor_CLGSETP_SPEED | Thermostat Setpoint | C | Sun | 2014-01-01 | 2014-12-31 | Constant | Hr 1: 25.6
PrimarySchool_Corridor_CLGSETP_SPEED | Thermostat Setpoint | C | Sat | 2014-01-01 | 2014-12-31 | Constant | Hr 1: 25.6
PrimarySchool_Corridor_CLGSETP_SPEED | Thermostat Setpoint | C | Wkdy ¦ Default | 2014-01-01 | 2014-06-15 | Hourly | 25.6 | 25.6 | 25.6 | 25.6 | 25.6 | 25.6 | 25.6 | 25.6 | 23.9 | 23.9 | 23.9 | 23.9 | 23.9 | 23.9 | 23.9 | 23.9 | 23.9 | 23.9 | 23.9 | 23.9 | 23.9 | 25.6 | 25.6 | 25.6
PrimarySchool_Corridor_CLGSETP_SPEED | Thermostat Setpoint | C | Wkdy ¦ Default | 2014-06-16 | 2014-09-15 | Hourly | 25.6 | 25.6 | 25.6 | 25.6 | 25.6 | 25.6 | 25.6 | 25.6 | 23.9 | 23.9 | 23.9 | 23.9 | 23.9 | 23.9 | 23.9 | 23.9 | 23.9 | 23.9 | 23.9 | 23.9 | 23.9 | 25.6 | 25.6 | 25.6
PrimarySchool_Corridor_CLGSETP_SPEED | Thermostat Setpoint | C | Wkdy ¦ Default | 2014-09-16 | 2014-12-31 | Hourly | 25.6 | 25.6 | 25.6 | 25.6 | 25.6 | 25.6 | 25.6 | 25.6 | 23.9 | 23.9 | 23.9 | 23.9 | 23.9 | 23.9 | 23.9 | 23.9 | 23.9 | 23.9 | 23.9 | 23.9 | 23.9 | 25.6 | 25.6 | 25.6
PrimarySchool_Corridor_HTGSETP_SPEED | Thermostat Setpoint | C | WntrDsn | 2014-01-01 | 2014-12-31 | Constant | Hr 1: 21.1
PrimarySchool_Corridor_HTGSETP_SPEED | Thermostat Setpoint | C | SmrDsn | 2014-01-01 | 2014-12-31 | Constant | Hr 1: 21.1
PrimarySchool_Corridor_HTGSETP_SPEED | Thermostat Setpoint | C | Sun | 2014-01-01 | 2014-12-31 | Constant | Hr 1: 19.4
PrimarySchool_Corridor_HTGSETP_SPEED | Thermostat Setpoint | C | Sat | 2014-01-01 | 2014-12-31 | Constant | Hr 1: 19.4
PrimarySchool_Corridor_HTGSETP_SPEED | Thermostat Setpoint | C | Wkdy ¦ Default | 2014-01-01 | 2014-06-15 | Hourly | 19.4 | 19.4 | 19.4 | 19.4 | 19.4 | 19.4 | 19.4 | 19.4 | 21.1 | 21.1 | 21.1 | 21.1 | 21.1 | 21.1 | 21.1 | 21.1 | 21.1 | 21.1 | 21.1 | 21.1 | 21.1 | 19.4 | 19.4 | 19.4
PrimarySchool_Corridor_HTGSETP_SPEED | Thermostat Setpoint | C | Wkdy ¦ Default | 2014-06-16 | 2014-09-15 | Hourly | 19.4 | 19.4 | 19.4 | 19.4 | 19.4 | 19.4 | 19.4 | 19.4 | 21.1 | 21.1 | 21.1 | 21.1 | 21.1 | 21.1 | 21.1 | 21.1 | 21.1 | 21.1 | 21.1 | 21.1 | 21.1 | 19.4 | 19.4 | 19.4
PrimarySchool_Corridor_HTGSETP_SPEED | Thermostat Setpoint | C | Wkdy ¦ Default | 2014-09-16 | 2014-12-31 | Hourly | 19.4 | 19.4 | 19.4 | 19.4 | 19.4 | 19.4 | 19.4 | 19.4 | 21.1 | 21.1 | 21.1 | 21.1 | 21.1 | 21.1 | 21.1 | 21.1 | 21.1 | 21.1 | 21.1 | 21.1 | 21.1 | 19.4 | 19.4 | 19.4
PrimarySchool_Corridor_OCC_SPEED | Occupancy |  | WntrDsn | 2014-01-01 | 2014-12-31 | Constant | Hr 1: 0
PrimarySchool_Corridor_OCC_SPEED | Occupancy |  | SmrDsn | 2014-01-01 | 2014-12-31 | Constant | bar: Hr 1
PrimarySchool_Corridor_OCC_SPEED | Occupancy |  | Sun | 2014-01-01 | 2014-12-31 | Constant | Hr 1: 0
PrimarySchool_Corridor_OCC_SPEED | Occupancy |  | Sat | 2014-01-01 | 2014-12-31 | Constant | Hr 1: 0
PrimarySchool_Corridor_OCC_SPEED | Occupancy |  | Wkdy ¦ Default | 2014-01-01 | 2014-06-15 | Hourly | 0 | 0 | 0 | 0 | 0 | 0 | 0 | 0 | 0.95 | 0.95 | 0.95 | 0.95 | 0.95 | 0.95 | 0.95 | 0.95 | 0.15 | 0.15 | 0.15 | 0.15 | 0.15 | 0 | 0 | 0
PrimarySchool_Corridor_OCC_SPEED | Occupancy |  | Wkdy ¦ Default | 2014-06-16 | 2014-09-15 | Hourly | 0 | 0 | 0 | 0 | 0 | 0 | 0 | 0 | 0.15 | 0.15 | 0.15 | 0.15 | 0.15 | 0.15 | 0.15 | 0.15 | 0.15 | 0.15 | 0.15 | 0.15 | 0.15 | 0 | 0 | 0
PrimarySchool_Corridor_OCC_SPEED | Occupancy |  | Wkdy ¦ Default | 2014-09-16 | 2014-12-31 | Hourly | 0 | 0 | 0 | 0 | 0 | 0 | 0 | 0 | 0.95 | 0.95 | 0.95 | 0.95 | 0.95 | 0.95 | 0.95 | 0.95 | 0.15 | 0.15 | 0.15 | 0.15 | 0.15 | 0 | 0 | 0
PrimarySchool_Corridor_LIGHT_2007_SPEED | Lighting |  | WntrDsn | 2014-01-01 | 2014-12-31 | Constant | Hr 1: 0
PrimarySchool_Corridor_LIGHT_2007_SPEED | Lighting |  | SmrDsn | 2014-01-01 | 2014-12-31 | Constant | bar: Hr 1
PrimarySchool_Corridor_LIGHT_2007_SPEED | Lighting |  | Sun | 2014-01-01 | 2014-06-30 | Constant | Hr 1: 0.1773
PrimarySchool_Corridor_LIGHT_2007_SPEED | Lighting |  | Sun | 2014-07-01 | 2014-09-01 | Constant | Hr 1: 0.1773
PrimarySchool_Corridor_LIGHT_2007_SPEED | Lighting |  | Sun | 2014-09-01 | 2014-12-31 | Constant | Hr 1: 0.1773
PrimarySchool_Corridor_LIGHT_2007_SPEED | Lighting |  | Sat | 2014-01-01 | 2014-06-30 | Constant | Hr 1: 0.1773
PrimarySchool_Corridor_LIGHT_2007_SPEED | Lighting |  | Sat | 2014-07-01 | 2014-09-01 | Constant | Hr 1: 0.1773
PrimarySchool_Corridor_LIGHT_2007_SPEED | Lighting |  | Sat | 2014-09-01 | 2014-12-31 | Constant | Hr 1: 0.1773
PrimarySchool_Corridor_LIGHT_2007_SPEED | Lighting |  | Wkdy ¦ Default | 2014-01-01 | 2014-06-30 | Hourly | 0.1773 | 0.1773 | 0.1773 | 0.1773 | 0.1773 | 0.1773 | 0.1773 | 0.9 | 0.9 | 0.9 | 0.9 | 0.9 | 0.9 | 0.9 | 0.9 | 0.9 | 0.9 | 0.9 | 0.9 | 0.9 | 0.9 | 0.1773 | 0.1773 | 0.1773
PrimarySchool_Corridor_LIGHT_2007_SPEED | Lighting |  | Wkdy ¦ Default | 2014-07-01 | 2014-09-01 | Hourly | 0.1773 | 0.1773 | 0.1773 | 0.1773 | 0.1773 | 0.1773 | 0.1773 | 0.1773 | 0.5 | 0.5 | 0.5 | 0.5 | 0.5 | 0.5 | 0.5 | 0.5 | 0.5 | 0.5 | 0.5 | 0.5 | 0.1773 | 0.1773 | 0.1773 | 0.1773
PrimarySchool_Corridor_LIGHT_2007_SPEED | Lighting |  | Wkdy ¦ Default | 2014-09-01 | 2014-12-31 | Hourly | 0.1773 | 0.1773 | 0.1773 | 0.1773 | 0.1773 | 0.1773 | 0.1773 | 0.9 | 0.9 | 0.9 | 0.9 | 0.9 | 0.9 | 0.9 | 0.9 | 0.9 | 0.9 | 0.9 | 0.9 | 0.9 | 0.9 | 0.1773 | 0.1773 | 0.1773
PrimarySchool_Corridor_EQUIP_2007_SPEED | Equipment |  | WntrDsn | 2014-01-01 | 2014-12-31 | Constant | Hr 1: 0
PrimarySchool_Corridor_EQUIP_2007_SPEED | Equipment |  | SmrDsn | 2014-01-01 | 2014-12-31 | Constant | bar: Hr 1
PrimarySchool_Corridor_EQUIP_2007_SPEED | Equipment |  | Sun | 2014-01-01 | 2014-06-30 | Constant | Hr 1: 0.35
PrimarySchool_Corridor_EQUIP_2007_SPEED | Equipment |  | Sun | 2014-07-01 | 2014-09-01 | Constant | Hr 1: 0.25
PrimarySchool_Corridor_EQUIP_2007_SPEED | Equipment |  | Sun | 2014-09-01 | 2014-12-31 | Constant | Hr 1: 0.35
PrimarySchool_Corridor_EQUIP_2007_SPEED | Equipment |  | Sat | 2014-01-01 | 2014-06-30 | Constant | Hr 1: 0.35
PrimarySchool_Corridor_EQUIP_2007_SPEED | Equipment |  | Sat | 2014-07-01 | 2014-09-01 | Constant | Hr 1: 0.25
PrimarySchool_Corridor_EQUIP_2007_SPEED | Equipment |  | Sat | 2014-09-01 | 2014-12-31 | Constant | Hr 1: 0.35
PrimarySchool_Corridor_EQUIP_2007_SPEED | Equipment |  | Wkdy ¦ Default | 2014-01-01 | 2014-06-30 | Hourly | 0.35 | 0.35 | 0.35 | 0.35 | 0.35 | 0.35 | 0.35 | 0.35 | 0.95 | 0.95 | 0.95 | 0.95 | 0.95 | 0.95 | 0.95 | 0.95 | 0.95 | 0.35 | 0.35 | 0.35 | 0.35 | 0.35 | 0.35 | 0.35
PrimarySchool_Corridor_EQUIP_2007_SPEED | Equipment |  | Wkdy ¦ Default | 2014-07-01 | 2014-09-01 | Hourly | 0.25 | 0.25 | 0.25 | 0.25 | 0.25 | 0.25 | 0.25 | 0.25 | 0.5 | 0.5 | 0.5 | 0.5 | 0.5 | 0.5 | 0.5 | 0.5 | 0.5 | 0.25 | 0.25 | 0.25 | 0.25 | 0.25 | 0.25 | 0.25
PrimarySchool_Corridor_EQUIP_2007_SPEED | Equipment |  | Wkdy ¦ Default | 2014-09-01 | 2014-12-31 | Hourly | 0.35 | 0.35 | 0.35 | 0.35 | 0.35 | 0.35 | 0.35 | 0.35 | 0.95 | 0.95 | 0.95 | 0.95 | 0.95 | 0.95 | 0.95 | 0.95 | 0.95 | 0.35 | 0.35 | 0.35 | 0.35 | 0.35 | 0.35 | 0.35
PrimarySchool_Corridor_LIGHT_2010_SPEED | Lighting |  | WntrDsn | 2014-01-01 | 2014-12-31 | Constant | Hr 1: 0
PrimarySchool_Corridor_LIGHT_2010_SPEED | Lighting |  | SmrDsn | 2014-01-01 | 2014-12-31 | Constant | bar: Hr 1
PrimarySchool_Corridor_LIGHT_2010_SPEED | Lighting |  | Sun | 2014-01-01 | 2014-06-30 | Constant | Hr 1: 0.1773
PrimarySchool_Corridor_LIGHT_2010_SPEED | Lighting |  | Sun | 2014-07-01 | 2014-09-01 | Constant | Hr 1: 0.1773
PrimarySchool_Corridor_LIGHT_2010_SPEED | Lighting |  | Sun | 2014-09-01 | 2014-12-31 | Constant | Hr 1: 0.1773
PrimarySchool_Corridor_LIGHT_2010_SPEED | Lighting |  | Sat | 2014-01-01 | 2014-06-30 | Constant | Hr 1: 0.1773
PrimarySchool_Corridor_LIGHT_2010_SPEED | Lighting |  | Sat | 2014-07-01 | 2014-09-01 | Constant | Hr 1: 0.1773
PrimarySchool_Corridor_LIGHT_2010_SPEED | Lighting |  | Sat | 2014-09-01 | 2014-12-31 | Constant | Hr 1: 0.1773
PrimarySchool_Corridor_LIGHT_2010_SPEED | Lighting |  | Wkdy ¦ Default | 2014-01-01 | 2014-06-30 | Hourly | 0.1773 | 0.1773 | 0.1773 | 0.1773 | 0.1773 | 0.1773 | 0.1773 | 0.9 | 0.86274 | 0.86274 | 0.86274 | 0.86274 | 0.86274 | 0.86274 | 0.86274 | 0.86274 | 0.86274 | 0.86274 | 0.86274 | 0.86274 | 0.86274 | 0.1773 | 0.1773 | 0.1773
PrimarySchool_Corridor_LIGHT_2010_SPEED | Lighting |  | Wkdy ¦ Default | 2014-07-01 | 2014-09-01 | Hourly | 0.1773 | 0.1773 | 0.1773 | 0.1773 | 0.1773 | 0.1773 | 0.1773 | 0.1773 | 0.4793 | 0.4793 | 0.4793 | 0.4793 | 0.4793 | 0.4793 | 0.4793 | 0.4793 | 0.4793 | 0.4793 | 0.4793 | 0.4793 | 0.16996 | 0.1773 | 0.1773 | 0.1773
PrimarySchool_Corridor_LIGHT_2010_SPEED | Lighting |  | Wkdy ¦ Default | 2014-09-01 | 2014-12-31 | Hourly | 0.1773 | 0.1773 | 0.1773 | 0.1773 | 0.1773 | 0.1773 | 0.1773 | 0.9 | 0.86274 | 0.86274 | 0.86274 | 0.86274 | 0.86274 | 0.86274 | 0.86274 | 0.86274 | 0.86274 | 0.86274 | 0.86274 | 0.86274 | 0.86274 | 0.1773 | 0.1773 | 0.1773
PrimarySchool_Corridor_EQUIP_2010_SPEED | Equipment |  | WntrDsn | 2014-01-01 | 2014-12-31 | Constant | Hr 1: 0
PrimarySchool_Corridor_EQUIP_2010_SPEED | Equipment |  | SmrDsn | 2014-01-01 | 2014-12-31 | Constant | bar: Hr 1
PrimarySchool_Corridor_EQUIP_2010_SPEED | Equipment |  | Sun | 2014-01-01 | 2014-06-30 | Constant | Hr 1: 0.34355
PrimarySchool_Corridor_EQUIP_2010_SPEED | Equipment |  | Sun | 2014-07-01 | 2014-09-01 | Constant | Hr 1: 0.24539
PrimarySchool_Corridor_EQUIP_2010_SPEED | Equipment |  | Sun | 2014-09-01 | 2014-12-31 | Constant | Hr 1: 0.34355
PrimarySchool_Corridor_EQUIP_2010_SPEED | Equipment |  | Sat | 2014-01-01 | 2014-06-30 | Constant | Hr 1: 0.34355
PrimarySchool_Corridor_EQUIP_2010_SPEED | Equipment |  | Sat | 2014-07-01 | 2014-09-01 | Constant | Hr 1: 0.24539
PrimarySchool_Corridor_EQUIP_2010_SPEED | Equipment |  | Sat | 2014-09-01 | 2014-12-31 | Constant | Hr 1: 0.34355
PrimarySchool_Corridor_EQUIP_2010_SPEED | Equipment |  | Wkdy ¦ Default | 2014-01-01 | 2014-06-30 | Hourly | 0.34355 | 0.34355 | 0.34355 | 0.34355 | 0.34355 | 0.34355 | 0.34355 | 0.34355 | 0.94543 | 0.94543 | 0.94543 | 0.94543 | 0.94543 | 0.94543 | 0.94543 | 0.94543 | 0.94543 | 0.34832 | 0.34832 | 0.34832 | 0.34832 | 0.34355 | 0.34355 | 0.34355
PrimarySchool_Corridor_EQUIP_2010_SPEED | Equipment |  | Wkdy ¦ Default | 2014-07-01 | 2014-09-01 | Hourly | 0.24539 | 0.24539 | 0.24539 | 0.24539 | 0.24539 | 0.24539 | 0.24539 | 0.24539 | 0.49759 | 0.49759 | 0.49759 | 0.49759 | 0.49759 | 0.49759 | 0.49759 | 0.49759 | 0.49759 | 0.2488 | 0.2488 | 0.2488 | 0.2488 | 0.24539 | 0.24539 | 0.24539
PrimarySchool_Corridor_EQUIP_2010_SPEED | Equipment |  | Wkdy ¦ Default | 2014-09-01 | 2014-12-31 | Hourly | 0.34355 | 0.34355 | 0.34355 | 0.34355 | 0.34355 | 0.34355 | 0.34355 | 0.34355 | 0.94543 | 0.94543 | 0.94543 | 0.94543 | 0.94543 | 0.94543 | 0.94543 | 0.94543 | 0.94543 | 0.34832 | 0.34832 | 0.34832 | 0.34832 | 0.34355 | 0.34355 | 0.34355
PrimarySchool_Corridor_LIGHT_2013_SPEED | Lighting |  | WntrDsn | 2014-01-01 | 2014-12-31 | Constant | Hr 1: 0
PrimarySchool_Corridor_LIGHT_2013_SPEED | Lighting |  | SmrDsn | 2014-01-01 | 2014-12-31 | Constant | bar: Hr 1
PrimarySchool_Corridor_LIGHT_2013_SPEED | Lighting |  | Sun | 2014-01-01 | 2014-06-30 | Constant | Hr 1: 0.1773
PrimarySchool_Corridor_LIGHT_2013_SPEED | Lighting |  | Sun | 2014-07-01 | 2014-09-01 | Constant | Hr 1: 0.1773
PrimarySchool_Corridor_LIGHT_2013_SPEED | Lighting |  | Sun | 2014-09-01 | 2014-12-31 | Constant | Hr 1: 0.1773
PrimarySchool_Corridor_LIGHT_2013_SPEED | Lighting |  | Sat | 2014-01-01 | 2014-06-30 | Constant | Hr 1: 0.1773
PrimarySchool_Corridor_LIGHT_2013_SPEED | Lighting |  | Sat | 2014-07-01 | 2014-09-01 | Constant | Hr 1: 0.1773
PrimarySchool_Corridor_LIGHT_2013_SPEED | Lighting |  | Sat | 2014-09-01 | 2014-12-31 | Constant | Hr 1: 0.1773
PrimarySchool_Corridor_LIGHT_2013_SPEED | Lighting |  | Wkdy ¦ Default | 2014-01-01 | 2014-06-30 | Hourly | 0.1773 | 0.1773 | 0.1773 | 0.1773 | 0.1773 | 0.1773 | 0.1773 | 0.9 | 0.56078 | 0.56078 | 0.56078 | 0.56078 | 0.56078 | 0.56078 | 0.56078 | 0.56078 | 0.56078 | 0.56078 | 0.56078 | 0.56078 | 0.56078 | 0.1773 | 0.1773 | 0.1773
PrimarySchool_Corridor_LIGHT_2013_SPEED | Lighting |  | Wkdy ¦ Default | 2014-07-01 | 2014-09-01 | Hourly | 0.1773 | 0.1773 | 0.1773 | 0.1773 | 0.1773 | 0.1773 | 0.1773 | 0.1773 | 0.31155 | 0.31155 | 0.31155 | 0.31155 | 0.31155 | 0.31155 | 0.31155 | 0.31155 | 0.31155 | 0.31155 | 0.31155 | 0.31155 | 0.11047 | 0.1773 | 0.1773 | 0.1773
PrimarySchool_Corridor_LIGHT_2013_SPEED | Lighting |  | Wkdy ¦ Default | 2014-09-01 | 2014-12-31 | Hourly | 0.1773 | 0.1773 | 0.1773 | 0.1773 | 0.1773 | 0.1773 | 0.1773 | 0.9 | 0.56078 | 0.56078 | 0.56078 | 0.56078 | 0.56078 | 0.56078 | 0.56078 | 0.56078 | 0.56078 | 0.56078 | 0.56078 | 0.56078 | 0.56078 | 0.1773 | 0.1773 | 0.1773
PrimarySchool_Corridor_EQUIP_2013_SPEED | Equipment |  | WntrDsn | 2014-01-01 | 2014-12-31 | Constant | Hr 1: 0
PrimarySchool_Corridor_EQUIP_2013_SPEED | Equipment |  | SmrDsn | 2014-01-01 | 2014-12-31 | Constant | bar: Hr 1
PrimarySchool_Corridor_EQUIP_2013_SPEED | Equipment |  | Sun | 2014-01-01 | 2014-06-30 | Constant | Hr 1: 0.27289
PrimarySchool_Corridor_EQUIP_2013_SPEED | Equipment |  | Sun | 2014-07-01 | 2014-09-01 | Constant | Hr 1: 0.19492
PrimarySchool_Corridor_EQUIP_2013_SPEED | Equipment |  | Sun | 2014-09-01 | 2014-12-31 | Constant | Hr 1: 0.27289
PrimarySchool_Corridor_EQUIP_2013_SPEED | Equipment |  | Sat | 2014-01-01 | 2014-06-30 | Constant | Hr 1: 0.27289
PrimarySchool_Corridor_EQUIP_2013_SPEED | Equipment |  | Sat | 2014-07-01 | 2014-09-01 | Constant | Hr 1: 0.19492
PrimarySchool_Corridor_EQUIP_2013_SPEED | Equipment |  | Sat | 2014-09-01 | 2014-12-31 | Constant | Hr 1: 0.27289
PrimarySchool_Corridor_EQUIP_2013_SPEED | Equipment |  | Wkdy ¦ Default | 2014-01-01 | 2014-06-30 | Hourly | 0.27289 | 0.27289 | 0.27289 | 0.27289 | 0.27289 | 0.27289 | 0.27289 | 0.27289 | 0.88409 | 0.88409 | 0.88409 | 0.88409 | 0.88409 | 0.88409 | 0.88409 | 0.88409 | 0.88409 | 0.32572 | 0.32572 | 0.32572 | 0.32572 | 0.27289 | 0.27289 | 0.27289
PrimarySchool_Corridor_EQUIP_2013_SPEED | Equipment |  | Wkdy ¦ Default | 2014-07-01 | 2014-09-01 | Hourly | 0.19492 | 0.19492 | 0.19492 | 0.19492 | 0.19492 | 0.19492 | 0.19492 | 0.19492 | 0.46531 | 0.46531 | 0.46531 | 0.46531 | 0.46531 | 0.46531 | 0.46531 | 0.46531 | 0.46531 | 0.23265 | 0.23265 | 0.23265 | 0.23265 | 0.19492 | 0.19492 | 0.19492
PrimarySchool_Corridor_EQUIP_2013_SPEED | Equipment |  | Wkdy ¦ Default | 2014-09-01 | 2014-12-31 | Hourly | 0.27289 | 0.27289 | 0.27289 | 0.27289 | 0.27289 | 0.27289 | 0.27289 | 0.27289 | 0.88409 | 0.88409 | 0.88409 | 0.88409 | 0.88409 | 0.88409 | 0.88409 | 0.88409 | 0.88409 | 0.32572 | 0.32572 | 0.32572 | 0.32572 | 0.27289 | 0.27289 | 0.27289
PrimarySchool_Corridor_INFIL_SPEED | Infiltration |  | WntrDsn | 2014-01-01 | 2014-12-31 | Constant | bar: Hr 1
PrimarySchool_Corridor_INFIL_SPEED | Infiltration |  | SmrDsn | 2014-01-01 | 2014-12-31 | Constant | bar: Hr 1
PrimarySchool_Corridor_INFIL_SPEED | Infiltration |  | Sun | 2014-01-01 | 2014-12-31 | Constant | bar: Hr 1
PrimarySchool_Corridor_INFIL_SPEED | Infiltration |  | Sat | 2014-01-01 | 2014-12-31 | Constant | bar: Hr 1
PrimarySchool_Corridor_INFIL_SPEED | Infiltration |  | Wkdy ¦ Default | 2014-01-01 | 2014-12-31 | Hourly | 1 | 1 | 1 | 1 | 1 | 1 | 1 | 1 | 0.5 | 0.5 | 0.5 | 0.5 | 0.5 | 0.5 | 0.5 | 0.5 | 0.5 | 0.5 | 0.5 | 0.5 | 0.5 | 1 | 1 | 1
PrimarySchool_Corridor_ACTIVITY_SPEED | Activity | W | WntrDsn | 2014-01-01 | 2014-12-31 | Constant | Hr 1: 120
PrimarySchool_Corridor_ACTIVITY_SPEED | Activity | W | SmrDsn | 2014-01-01 | 2014-12-31 | Constant | Hr 1: 120
PrimarySchool_Corridor_ACTIVITY_SPEED | Activity | W | Sun | 2014-01-01 | 2014-12-31 | Constant | Hr 1: 120
PrimarySchool_Corridor_ACTIVITY_SPEED | Activity | W | Sat | 2014-01-01 | 2014-12-31 | Constant | Hr 1: 120
PrimarySchool_Corridor_ACTIVITY_SPEED | Activity | W | Wkdy ¦ Default | 2014-01-01 | 2014-12-31 | Constant | Hr 1: 120
PrimarySchool_Corridor_OA_SPEED | OA Air |  | WntrDsn | 2014-01-01 | 2014-12-31 | Constant | bar: Hr 1
PrimarySchool_Corridor_OA_SPEED | OA Air |  | SmrDsn | 2014-01-01 | 2014-12-31 | Constant | bar: Hr 1
PrimarySchool_Corridor_OA_SPEED | OA Air |  | Sun | 2014-01-01 | 2014-12-31 | Constant | Hr 1: 0
PrimarySchool_Corridor_OA_SPEED | OA Air |  | Sat | 2014-01-01 | 2014-12-31 | Constant | Hr 1: 0
PrimarySchool_Corridor_OA_SPEED | OA Air |  | Wkdy ¦ Default | 2014-01-01 | 2014-06-15 | Hourly | 0 | 0 | 0 | 0 | 0 | 0 | 0 | 0 | 1 | 1 | 1 | 1 | 1 | 1 | 1 | 1 | 1 | 1 | 1 | 1 | 1 | 0 | 0 | 0
PrimarySchool_Corridor_OA_SPEED | OA Air |  | Wkdy ¦ Default | 2014-06-16 | 2014-09-15 | Hourly | 0 | 0 | 0 | 0 | 0 | 0 | 0 | 0 | 1 | 1 | 1 | 1 | 1 | 1 | 1 | 1 | 1 | 1 | 1 | 1 | 1 | 0 | 0 | 0
PrimarySchool_Corridor_OA_SPEED | OA Air |  | Wkdy ¦ Default | 2014-09-16 | 2014-12-31 | Hourly | 0 | 0 | 0 | 0 | 0 | 0 | 0 | 0 | 1 | 1 | 1 | 1 | 1 | 1 | 1 | 1 | 1 | 1 | 1 | 1 | 1 | 0 | 0 | 0
PrimarySchool_Classroom_CLGSETP_SPEED | Thermostat Setpoint | C | WntrDsn | 2014-01-01 | 2014-12-31 | Constant | Hr 1: 23.9
PrimarySchool_Classroom_CLGSETP_SPEED | Thermostat Setpoint | C | SmrDsn | 2014-01-01 | 2014-12-31 | Constant | Hr 1: 23.9
PrimarySchool_Classroom_CLGSETP_SPEED | Thermostat Setpoint | C | Sun | 2014-01-01 | 2014-12-31 | Constant | Hr 1: 25.6
PrimarySchool_Classroom_CLGSETP_SPEED | Thermostat Setpoint | C | Sat | 2014-01-01 | 2014-12-31 | Constant | Hr 1: 25.6
PrimarySchool_Classroom_CLGSETP_SPEED | Thermostat Setpoint | C | Wkdy ¦ Default | 2014-01-01 | 2014-06-15 | Hourly | 25.6 | 25.6 | 25.6 | 25.6 | 25.6 | 25.6 | 25.6 | 25.6 | 23.9 | 23.9 | 23.9 | 23.9 | 23.9 | 23.9 | 23.9 | 23.9 | 23.9 | 23.9 | 23.9 | 23.9 | 23.9 | 25.6 | 25.6 | 25.6
PrimarySchool_Classroom_CLGSETP_SPEED | Thermostat Setpoint | C | Wkdy ¦ Default | 2014-06-16 | 2014-09-15 | Hourly | 25.6 | 25.6 | 25.6 | 25.6 | 25.6 | 25.6 | 25.6 | 25.6 | 23.9 | 23.9 | 23.9 | 23.9 | 23.9 | 23.9 | 23.9 | 23.9 | 23.9 | 23.9 | 23.9 | 23.9 | 23.9 | 25.6 | 25.6 | 25.6
PrimarySchool_Classroom_CLGSETP_SPEED | Thermostat Setpoint | C | Wkdy ¦ Default | 2014-09-16 | 2014-12-31 | Hourly | 25.6 | 25.6 | 25.6 | 25.6 | 25.6 | 25.6 | 25.6 | 25.6 | 23.9 | 23.9 | 23.9 | 23.9 | 23.9 | 23.9 | 23.9 | 23.9 | 23.9 | 23.9 | 23.9 | 23.9 | 23.9 | 25.6 | 25.6 | 25.6
PrimarySchool_Classroom_HTGSETP_SPEED | Thermostat Setpoint | C | WntrDsn | 2014-01-01 | 2014-12-31 | Constant | Hr 1: 21.1
PrimarySchool_Classroom_HTGSETP_SPEED | Thermostat Setpoint | C | SmrDsn | 2014-01-01 | 2014-12-31 | Constant | Hr 1: 21.1
PrimarySchool_Classroom_HTGSETP_SPEED | Thermostat Setpoint | C | Sun | 2014-01-01 | 2014-12-31 | Constant | Hr 1: 19.4
PrimarySchool_Classroom_HTGSETP_SPEED | Thermostat Setpoint | C | Sat | 2014-01-01 | 2014-12-31 | Constant | Hr 1: 19.4
PrimarySchool_Classroom_HTGSETP_SPEED | Thermostat Setpoint | C | Wkdy ¦ Default | 2014-01-01 | 2014-06-15 | Hourly | 19.4 | 19.4 | 19.4 | 19.4 | 19.4 | 19.4 | 19.4 | 19.4 | 21.1 | 21.1 | 21.1 | 21.1 | 21.1 | 21.1 | 21.1 | 21.1 | 21.1 | 21.1 | 21.1 | 21.1 | 21.1 | 19.4 | 19.4 | 19.4
PrimarySchool_Classroom_HTGSETP_SPEED | Thermostat Setpoint | C | Wkdy ¦ Default | 2014-06-16 | 2014-09-15 | Hourly | 19.4 | 19.4 | 19.4 | 19.4 | 19.4 | 19.4 | 19.4 | 19.4 | 21.1 | 21.1 | 21.1 | 21.1 | 21.1 | 21.1 | 21.1 | 21.1 | 21.1 | 21.1 | 21.1 | 21.1 | 21.1 | 19.4 | 19.4 | 19.4
PrimarySchool_Classroom_HTGSETP_SPEED | Thermostat Setpoint | C | Wkdy ¦ Default | 2014-09-16 | 2014-12-31 | Hourly | 19.4 | 19.4 | 19.4 | 19.4 | 19.4 | 19.4 | 19.4 | 19.4 | 21.1 | 21.1 | 21.1 | 21.1 | 21.1 | 21.1 | 21.1 | 21.1 | 21.1 | 21.1 | 21.1 | 21.1 | 21.1 | 19.4 | 19.4 | 19.4
PrimarySchool_Classroom_OCC_SPEED | Occupancy |  | WntrDsn | 2014-01-01 | 2014-12-31 | Constant | Hr 1: 0
PrimarySchool_Classroom_OCC_SPEED | Occupancy |  | SmrDsn | 2014-01-01 | 2014-12-31 | Constant | bar: Hr 1
PrimarySchool_Classroom_OCC_SPEED | Occupancy |  | Sun | 2014-01-01 | 2014-12-31 | Constant | Hr 1: 0
PrimarySchool_Classroom_OCC_SPEED | Occupancy |  | Sat | 2014-01-01 | 2014-12-31 | Constant | Hr 1: 0
PrimarySchool_Classroom_OCC_SPEED | Occupancy |  | Wkdy ¦ Default | 2014-01-01 | 2014-06-15 | Hourly | 0 | 0 | 0 | 0 | 0 | 0 | 0 | 0 | 0.95 | 0.95 | 0.95 | 0.95 | 0.95 | 0.95 | 0.95 | 0.95 | 0.15 | 0.15 | 0.15 | 0.15 | 0.15 | 0 | 0 | 0
PrimarySchool_Classroom_OCC_SPEED | Occupancy |  | Wkdy ¦ Default | 2014-06-16 | 2014-09-15 | Hourly | 0 | 0 | 0 | 0 | 0 | 0 | 0 | 0 | 0.15 | 0.15 | 0.15 | 0.15 | 0.15 | 0.15 | 0.15 | 0.15 | 0.15 | 0.15 | 0.15 | 0.15 | 0.15 | 0 | 0 | 0
PrimarySchool_Classroom_OCC_SPEED | Occupancy |  | Wkdy ¦ Default | 2014-09-16 | 2014-12-31 | Hourly | 0 | 0 | 0 | 0 | 0 | 0 | 0 | 0 | 0.95 | 0.95 | 0.95 | 0.95 | 0.95 | 0.95 | 0.95 | 0.95 | 0.15 | 0.15 | 0.15 | 0.15 | 0.15 | 0 | 0 | 0
PrimarySchool_Classroom_LIGHT_2007_SPEED | Lighting |  | WntrDsn | 2014-01-01 | 2014-12-31 | Constant | Hr 1: 0
PrimarySchool_Classroom_LIGHT_2007_SPEED | Lighting |  | SmrDsn | 2014-01-01 | 2014-12-31 | Constant | bar: Hr 1
PrimarySchool_Classroom_LIGHT_2007_SPEED | Lighting |  | Sun | 2014-01-01 | 2014-06-30 | Constant | Hr 1: 0.1773
PrimarySchool_Classroom_LIGHT_2007_SPEED | Lighting |  | Sun | 2014-07-01 | 2014-09-01 | Constant | Hr 1: 0.1773
PrimarySchool_Classroom_LIGHT_2007_SPEED | Lighting |  | Sun | 2014-09-01 | 2014-12-31 | Constant | Hr 1: 0.1773
PrimarySchool_Classroom_LIGHT_2007_SPEED | Lighting |  | Sat | 2014-01-01 | 2014-06-30 | Constant | Hr 1: 0.1773
PrimarySchool_Classroom_LIGHT_2007_SPEED | Lighting |  | Sat | 2014-07-01 | 2014-09-01 | Constant | Hr 1: 0.1773
PrimarySchool_Classroom_LIGHT_2007_SPEED | Lighting |  | Sat | 2014-09-01 | 2014-12-31 | Constant | Hr 1: 0.1773
PrimarySchool_Classroom_LIGHT_2007_SPEED | Lighting |  | Wkdy ¦ Default | 2014-01-01 | 2014-06-30 | Hourly | 0.1773 | 0.1773 | 0.1773 | 0.1773 | 0.1773 | 0.1773 | 0.1773 | 0.9 | 0.9 | 0.9 | 0.9 | 0.9 | 0.9 | 0.9 | 0.9 | 0.9 | 0.9 | 0.9 | 0.9 | 0.9 | 0.9 | 0.1773 | 0.1773 | 0.1773
PrimarySchool_Classroom_LIGHT_2007_SPEED | Lighting |  | Wkdy ¦ Default | 2014-07-01 | 2014-09-01 | Hourly | 0.1773 | 0.1773 | 0.1773 | 0.1773 | 0.1773 | 0.1773 | 0.1773 | 0.1773 | 0.5 | 0.5 | 0.5 | 0.5 | 0.5 | 0.5 | 0.5 | 0.5 | 0.5 | 0.5 | 0.5 | 0.5 | 0.1773 | 0.1773 | 0.1773 | 0.1773
PrimarySchool_Classroom_LIGHT_2007_SPEED | Lighting |  | Wkdy ¦ Default | 2014-09-01 | 2014-12-31 | Hourly | 0.1773 | 0.1773 | 0.1773 | 0.1773 | 0.1773 | 0.1773 | 0.1773 | 0.9 | 0.9 | 0.9 | 0.9 | 0.9 | 0.9 | 0.9 | 0.9 | 0.9 | 0.9 | 0.9 | 0.9 | 0.9 | 0.9 | 0.1773 | 0.1773 | 0.1773
PrimarySchool_Classroom_EQUIP_2007_SPEED | Equipment |  | WntrDsn | 2014-01-01 | 2014-12-31 | Constant | Hr 1: 0
PrimarySchool_Classroom_EQUIP_2007_SPEED | Equipment |  | SmrDsn | 2014-01-01 | 2014-12-31 | Constant | bar: Hr 1
PrimarySchool_Classroom_EQUIP_2007_SPEED | Equipment |  | Sun | 2014-01-01 | 2014-06-30 | Constant | Hr 1: 0.35
PrimarySchool_Classroom_EQUIP_2007_SPEED | Equipment |  | Sun | 2014-07-01 | 2014-09-01 | Constant | Hr 1: 0.25
PrimarySchool_Classroom_EQUIP_2007_SPEED | Equipment |  | Sun | 2014-09-01 | 2014-12-31 | Constant | Hr 1: 0.35
PrimarySchool_Classroom_EQUIP_2007_SPEED | Equipment |  | Sat | 2014-01-01 | 2014-06-30 | Constant | Hr 1: 0.35
PrimarySchool_Classroom_EQUIP_2007_SPEED | Equipment |  | Sat | 2014-07-01 | 2014-09-01 | Constant | Hr 1: 0.25
PrimarySchool_Classroom_EQUIP_2007_SPEED | Equipment |  | Sat | 2014-09-01 | 2014-12-31 | Constant | Hr 1: 0.35
PrimarySchool_Classroom_EQUIP_2007_SPEED | Equipment |  | Wkdy ¦ Default | 2014-01-01 | 2014-06-30 | Hourly | 0.35 | 0.35 | 0.35 | 0.35 | 0.35 | 0.35 | 0.35 | 0.35 | 0.95 | 0.95 | 0.95 | 0.95 | 0.95 | 0.95 | 0.95 | 0.95 | 0.95 | 0.35 | 0.35 | 0.35 | 0.35 | 0.35 | 0.35 | 0.35
PrimarySchool_Classroom_EQUIP_2007_SPEED | Equipment |  | Wkdy ¦ Default | 2014-07-01 | 2014-09-01 | Hourly | 0.25 | 0.25 | 0.25 | 0.25 | 0.25 | 0.25 | 0.25 | 0.25 | 0.5 | 0.5 | 0.5 | 0.5 | 0.5 | 0.5 | 0.5 | 0.5 | 0.5 | 0.25 | 0.25 | 0.25 | 0.25 | 0.25 | 0.25 | 0.25
PrimarySchool_Classroom_EQUIP_2007_SPEED | Equipment |  | Wkdy ¦ Default | 2014-09-01 | 2014-12-31 | Hourly | 0.35 | 0.35 | 0.35 | 0.35 | 0.35 | 0.35 | 0.35 | 0.35 | 0.95 | 0.95 | 0.95 | 0.95 | 0.95 | 0.95 | 0.95 | 0.95 | 0.95 | 0.35 | 0.35 | 0.35 | 0.35 | 0.35 | 0.35 | 0.35
PrimarySchool_Classroom_LIGHT_2010_SPEED | Lighting |  | WntrDsn | 2014-01-01 | 2014-12-31 | Constant | Hr 1: 0
PrimarySchool_Classroom_LIGHT_2010_SPEED | Lighting |  | SmrDsn | 2014-01-01 | 2014-12-31 | Constant | bar: Hr 1
PrimarySchool_Classroom_LIGHT_2010_SPEED | Lighting |  | Sun | 2014-01-01 | 2014-06-30 | Constant | Hr 1: 0.1773
PrimarySchool_Classroom_LIGHT_2010_SPEED | Lighting |  | Sun | 2014-07-01 | 2014-09-01 | Constant | Hr 1: 0.1773
PrimarySchool_Classroom_LIGHT_2010_SPEED | Lighting |  | Sun | 2014-09-01 | 2014-12-31 | Constant | Hr 1: 0.1773
PrimarySchool_Classroom_LIGHT_2010_SPEED | Lighting |  | Sat | 2014-01-01 | 2014-06-30 | Constant | Hr 1: 0.1773
PrimarySchool_Classroom_LIGHT_2010_SPEED | Lighting |  | Sat | 2014-07-01 | 2014-09-01 | Constant | Hr 1: 0.1773
PrimarySchool_Classroom_LIGHT_2010_SPEED | Lighting |  | Sat | 2014-09-01 | 2014-12-31 | Constant | Hr 1: 0.1773
PrimarySchool_Classroom_LIGHT_2010_SPEED | Lighting |  | Wkdy ¦ Default | 2014-01-01 | 2014-06-30 | Hourly | 0.1773 | 0.1773 | 0.1773 | 0.1773 | 0.1773 | 0.1773 | 0.1773 | 0.9 | 0.612 | 0.612 | 0.612 | 0.612 | 0.612 | 0.612 | 0.612 | 0.612 | 0.612 | 0.612 | 0.612 | 0.612 | 0.612 | 0.1773 | 0.1773 | 0.1773
PrimarySchool_Classroom_LIGHT_2010_SPEED | Lighting |  | Wkdy ¦ Default | 2014-07-01 | 2014-09-01 | Hourly | 0.1773 | 0.1773 | 0.1773 | 0.1773 | 0.1773 | 0.1773 | 0.1773 | 0.1773 | 0.34 | 0.34 | 0.34 | 0.34 | 0.34 | 0.34 | 0.34 | 0.34 | 0.34 | 0.34 | 0.34 | 0.34 | 0.34 | 0.1773 | 0.1773 | 0.1773
PrimarySchool_Classroom_LIGHT_2010_SPEED | Lighting |  | Wkdy ¦ Default | 2014-09-01 | 2014-12-31 | Hourly | 0.1773 | 0.1773 | 0.1773 | 0.1773 | 0.1773 | 0.1773 | 0.1773 | 0.9 | 0.612 | 0.612 | 0.612 | 0.612 | 0.612 | 0.612 | 0.612 | 0.612 | 0.612 | 0.612 | 0.612 | 0.612 | 0.612 | 0.1773 | 0.1773 | 0.1773
PrimarySchool_Classroom_EQUIP_2010_SPEED | Equipment |  | WntrDsn | 2014-01-01 | 2014-12-31 | Constant | Hr 1: 0
PrimarySchool_Classroom_EQUIP_2010_SPEED | Equipment |  | SmrDsn | 2014-01-01 | 2014-12-31 | Constant | bar: Hr 1
PrimarySchool_Classroom_EQUIP_2010_SPEED | Equipment |  | Sun | 2014-01-01 | 2014-06-30 | Constant | Hr 1: 0.34355
PrimarySchool_Classroom_EQUIP_2010_SPEED | Equipment |  | Sun | 2014-07-01 | 2014-09-01 | Constant | Hr 1: 0.24539
PrimarySchool_Classroom_EQUIP_2010_SPEED | Equipment |  | Sun | 2014-09-01 | 2014-12-31 | Constant | Hr 1: 0.34355
PrimarySchool_Classroom_EQUIP_2010_SPEED | Equipment |  | Sat | 2014-01-01 | 2014-06-30 | Constant | Hr 1: 0.34355
PrimarySchool_Classroom_EQUIP_2010_SPEED | Equipment |  | Sat | 2014-07-01 | 2014-09-01 | Constant | Hr 1: 0.24539
PrimarySchool_Classroom_EQUIP_2010_SPEED | Equipment |  | Sat | 2014-09-01 | 2014-12-31 | Constant | Hr 1: 0.34355
PrimarySchool_Classroom_EQUIP_2010_SPEED | Equipment |  | Wkdy ¦ Default | 2014-01-01 | 2014-06-30 | Hourly | 0.34355 | 0.34355 | 0.34355 | 0.34355 | 0.34355 | 0.34355 | 0.34355 | 0.34355 | 0.94543 | 0.94543 | 0.94543 | 0.94543 | 0.94543 | 0.94543 | 0.94543 | 0.94543 | 0.94543 | 0.34832 | 0.34832 | 0.34832 | 0.34832 | 0.34355 | 0.34355 | 0.34355
PrimarySchool_Classroom_EQUIP_2010_SPEED | Equipment |  | Wkdy ¦ Default | 2014-07-01 | 2014-09-01 | Hourly | 0.24539 | 0.24539 | 0.24539 | 0.24539 | 0.24539 | 0.24539 | 0.24539 | 0.24539 | 0.49759 | 0.49759 | 0.49759 | 0.49759 | 0.49759 | 0.49759 | 0.49759 | 0.49759 | 0.49759 | 0.2488 | 0.2488 | 0.2488 | 0.2488 | 0.24539 | 0.24539 | 0.24539
PrimarySchool_Classroom_EQUIP_2010_SPEED | Equipment |  | Wkdy ¦ Default | 2014-09-01 | 2014-12-31 | Hourly | 0.34355 | 0.34355 | 0.34355 | 0.34355 | 0.34355 | 0.34355 | 0.34355 | 0.34355 | 0.94543 | 0.94543 | 0.94543 | 0.94543 | 0.94543 | 0.94543 | 0.94543 | 0.94543 | 0.94543 | 0.34832 | 0.34832 | 0.34832 | 0.34832 | 0.34355 | 0.34355 | 0.34355
PrimarySchool_Classroom_LIGHT_2013_SPEED | Lighting |  | WntrDsn | 2014-01-01 | 2014-12-31 | Constant | Hr 1: 0
PrimarySchool_Classroom_LIGHT_2013_SPEED | Lighting |  | SmrDsn | 2014-01-01 | 2014-12-31 | Constant | bar: Hr 1
PrimarySchool_Classroom_LIGHT_2013_SPEED | Lighting |  | Sun | 2014-01-01 | 2014-06-30 | Constant | Hr 1: 0.1773
PrimarySchool_Classroom_LIGHT_2013_SPEED | Lighting |  | Sun | 2014-07-01 | 2014-09-01 | Constant | Hr 1: 0.1773
PrimarySchool_Classroom_LIGHT_2013_SPEED | Lighting |  | Sun | 2014-09-01 | 2014-12-31 | Constant | Hr 1: 0.1773
PrimarySchool_Classroom_LIGHT_2013_SPEED | Lighting |  | Sat | 2014-01-01 | 2014-06-30 | Constant | Hr 1: 0.1773
PrimarySchool_Classroom_LIGHT_2013_SPEED | Lighting |  | Sat | 2014-07-01 | 2014-09-01 | Constant | Hr 1: 0.1773
PrimarySchool_Classroom_LIGHT_2013_SPEED | Lighting |  | Sat | 2014-09-01 | 2014-12-31 | Constant | Hr 1: 0.1773
PrimarySchool_Classroom_LIGHT_2013_SPEED | Lighting |  | Wkdy ¦ Default | 2014-01-01 | 2014-06-30 | Hourly | 0.1773 | 0.1773 | 0.1773 | 0.1773 | 0.1773 | 0.1773 | 0.1773 | 0.9 | 0.59829 | 0.59829 | 0.59829 | 0.59829 | 0.59829 | 0.59829 | 0.59829 | 0.59829 | 0.59829 | 0.59829 | 0.59829 | 0.59829 | 0.59829 | 0.1773 | 0.1773 | 0.1773
PrimarySchool_Classroom_LIGHT_2013_SPEED | Lighting |  | Wkdy ¦ Default | 2014-07-01 | 2014-09-01 | Hourly | 0.1773 | 0.1773 | 0.1773 | 0.1773 | 0.1773 | 0.1773 | 0.1773 | 0.1773 | 0.33238 | 0.33238 | 0.33238 | 0.33238 | 0.33238 | 0.33238 | 0.33238 | 0.33238 | 0.33238 | 0.33238 | 0.33238 | 0.33238 | 0.12056 | 0.1773 | 0.1773 | 0.1773
PrimarySchool_Classroom_LIGHT_2013_SPEED | Lighting |  | Wkdy ¦ Default | 2014-09-01 | 2014-12-31 | Hourly | 0.1773 | 0.1773 | 0.1773 | 0.1773 | 0.1773 | 0.1773 | 0.1773 | 0.9 | 0.59829 | 0.59829 | 0.59829 | 0.59829 | 0.59829 | 0.59829 | 0.59829 | 0.59829 | 0.59829 | 0.59829 | 0.59829 | 0.59829 | 0.59829 | 0.1773 | 0.1773 | 0.1773
PrimarySchool_Classroom_EQUIP_2013_SPEED | Equipment |  | WntrDsn | 2014-01-01 | 2014-12-31 | Constant | Hr 1: 0
PrimarySchool_Classroom_EQUIP_2013_SPEED | Equipment |  | SmrDsn | 2014-01-01 | 2014-12-31 | Constant | bar: Hr 1
PrimarySchool_Classroom_EQUIP_2013_SPEED | Equipment |  | Sun | 2014-01-01 | 2014-06-30 | Constant | Hr 1: 0.27289
PrimarySchool_Classroom_EQUIP_2013_SPEED | Equipment |  | Sun | 2014-07-01 | 2014-09-01 | Constant | Hr 1: 0.19492
PrimarySchool_Classroom_EQUIP_2013_SPEED | Equipment |  | Sun | 2014-09-01 | 2014-12-31 | Constant | Hr 1: 0.27289
PrimarySchool_Classroom_EQUIP_2013_SPEED | Equipment |  | Sat | 2014-01-01 | 2014-06-30 | Constant | Hr 1: 0.27289
PrimarySchool_Classroom_EQUIP_2013_SPEED | Equipment |  | Sat | 2014-07-01 | 2014-09-01 | Constant | Hr 1: 0.19492
PrimarySchool_Classroom_EQUIP_2013_SPEED | Equipment |  | Sat | 2014-09-01 | 2014-12-31 | Constant | Hr 1: 0.27289
PrimarySchool_Classroom_EQUIP_2013_SPEED | Equipment |  | Wkdy ¦ Default | 2014-01-01 | 2014-06-30 | Hourly | 0.27289 | 0.27289 | 0.27289 | 0.27289 | 0.27289 | 0.27289 | 0.27289 | 0.27289 | 0.88409 | 0.88409 | 0.88409 | 0.88409 | 0.88409 | 0.88409 | 0.88409 | 0.88409 | 0.88409 | 0.32572 | 0.32572 | 0.32572 | 0.32572 | 0.27289 | 0.27289 | 0.27289
PrimarySchool_Classroom_EQUIP_2013_SPEED | Equipment |  | Wkdy ¦ Default | 2014-07-01 | 2014-09-01 | Hourly | 0.19492 | 0.19492 | 0.19492 | 0.19492 | 0.19492 | 0.19492 | 0.19492 | 0.19492 | 0.46531 | 0.46531 | 0.46531 | 0.46531 | 0.46531 | 0.46531 | 0.46531 | 0.46531 | 0.46531 | 0.23265 | 0.23265 | 0.23265 | 0.23265 | 0.19492 | 0.19492 | 0.19492
PrimarySchool_Classroom_EQUIP_2013_SPEED | Equipment |  | Wkdy ¦ Default | 2014-09-01 | 2014-12-31 | Hourly | 0.27289 | 0.27289 | 0.27289 | 0.27289 | 0.27289 | 0.27289 | 0.27289 | 0.27289 | 0.88409 | 0.88409 | 0.88409 | 0.88409 | 0.88409 | 0.88409 | 0.88409 | 0.88409 | 0.88409 | 0.32572 | 0.32572 | 0.32572 | 0.32572 | 0.27289 | 0.27289 | 0.27289
PrimarySchool_Classroom_INFIL_SPEED | Infiltration |  | WntrDsn | 2014-01-01 | 2014-12-31 | Constant | bar: Hr 1
PrimarySchool_Classroom_INFIL_SPEED | Infiltration |  | SmrDsn | 2014-01-01 | 2014-12-31 | Constant | bar: Hr 1
PrimarySchool_Classroom_INFIL_SPEED | Infiltration |  | Sun | 2014-01-01 | 2014-12-31 | Constant | bar: Hr 1
PrimarySchool_Classroom_INFIL_SPEED | Infiltration |  | Sat | 2014-01-01 | 2014-12-31 | Constant | bar: Hr 1
PrimarySchool_Classroom_INFIL_SPEED | Infiltration |  | Wkdy ¦ Default | 2014-01-01 | 2014-12-31 | Hourly | 1 | 1 | 1 | 1 | 1 | 1 | 1 | 1 | 0.5 | 0.5 | 0.5 | 0.5 | 0.5 | 0.5 | 0.5 | 0.5 | 0.5 | 0.5 | 0.5 | 0.5 | 0.5 | 1 | 1 | 1
PrimarySchool_Classroom_ACTIVITY_SPEED | Activity | W | WntrDsn | 2014-01-01 | 2014-12-31 | Constant | Hr 1: 120
PrimarySchool_Classroom_ACTIVITY_SPEED | Activity | W | SmrDsn | 2014-01-01 | 2014-12-31 | Constant | Hr 1: 120
PrimarySchool_Classroom_ACTIVITY_SPEED | Activity | W | Sun | 2014-01-01 | 2014-12-31 | Constant | Hr 1: 120
PrimarySchool_Classroom_ACTIVITY_SPEED | Activity | W | Sat | 2014-01-01 | 2014-12-31 | Constant | Hr 1: 120
PrimarySchool_Classroom_ACTIVITY_SPEED | Activity | W | Wkdy ¦ Default | 2014-01-01 | 2014-12-31 | Constant | Hr 1: 120
PrimarySchool_Classroom_OA_SPEED | OA Air |  | WntrDsn | 2014-01-01 | 2014-12-31 | Constant | bar: Hr 1
PrimarySchool_Classroom_OA_SPEED | OA Air |  | SmrDsn | 2014-01-01 | 2014-12-31 | Constant | bar: Hr 1
PrimarySchool_Classroom_OA_SPEED | OA Air |  | Sun | 2014-01-01 | 2014-12-31 | Constant | Hr 1: 0
PrimarySchool_Classroom_OA_SPEED | OA Air |  | Sat | 2014-01-01 | 2014-12-31 | Constant | Hr 1: 0
PrimarySchool_Classroom_OA_SPEED | OA Air |  | Wkdy ¦ Default | 2014-01-01 | 2014-06-15 | Hourly | 0 | 0 | 0 | 0 | 0 | 0 | 0 | 0 | 1 | 1 | 1 | 1 | 1 | 1 | 1 | 1 | 1 | 1 | 1 | 1 | 1 | 0 | 0 | 0
PrimarySchool_Classroom_OA_SPEED | OA Air |  | Wkdy ¦ Default | 2014-06-16 | 2014-09-15 | Hourly | 0 | 0 | 0 | 0 | 0 | 0 | 0 | 0 | 1 | 1 | 1 | 1 | 1 | 1 | 1 | 1 | 1 | 1 | 1 | 1 | 1 | 0 | 0 | 0
PrimarySchool_Classroom_OA_SPEED | OA Air |  | Wkdy ¦ Default | 2014-09-16 | 2014-12-31 | Hourly | 0 | 0 | 0 | 0 | 0 | 0 | 0 | 0 | 1 | 1 | 1 | 1 | 1 | 1 | 1 | 1 | 1 | 1 | 1 | 1 | 1 | 0 | 0 | 0
PrimarySchool_Computer_CLGSETP_SPEED | Thermostat Setpoint | C | WntrDsn | 2014-01-01 | 2014-12-31 | Constant | Hr 1: 23.9
PrimarySchool_Computer_CLGSETP_SPEED | Thermostat Setpoint | C | SmrDsn | 2014-01-01 | 2014-12-31 | Constant | Hr 1: 23.9
PrimarySchool_Computer_CLGSETP_SPEED | Thermostat Setpoint | C | Sun | 2014-01-01 | 2014-12-31 | Constant | Hr 1: 25.6
PrimarySchool_Computer_CLGSETP_SPEED | Thermostat Setpoint | C | Sat | 2014-01-01 | 2014-12-31 | Constant | Hr 1: 25.6
PrimarySchool_Computer_CLGSETP_SPEED | Thermostat Setpoint | C | Wkdy ¦ Default | 2014-01-01 | 2014-06-15 | Hourly | 25.6 | 25.6 | 25.6 | 25.6 | 25.6 | 25.6 | 25.6 | 25.6 | 23.9 | 23.9 | 23.9 | 23.9 | 23.9 | 23.9 | 23.9 | 23.9 | 23.9 | 23.9 | 23.9 | 23.9 | 23.9 | 25.6 | 25.6 | 25.6
PrimarySchool_Computer_CLGSETP_SPEED | Thermostat Setpoint | C | Wkdy ¦ Default | 2014-06-16 | 2014-09-15 | Hourly | 25.6 | 25.6 | 25.6 | 25.6 | 25.6 | 25.6 | 25.6 | 25.6 | 23.9 | 23.9 | 23.9 | 23.9 | 23.9 | 23.9 | 23.9 | 23.9 | 23.9 | 23.9 | 23.9 | 23.9 | 23.9 | 25.6 | 25.6 | 25.6
PrimarySchool_Computer_CLGSETP_SPEED | Thermostat Setpoint | C | Wkdy ¦ Default | 2014-09-16 | 2014-12-31 | Hourly | 25.6 | 25.6 | 25.6 | 25.6 | 25.6 | 25.6 | 25.6 | 25.6 | 23.9 | 23.9 | 23.9 | 23.9 | 23.9 | 23.9 | 23.9 | 23.9 | 23.9 | 23.9 | 23.9 | 23.9 | 23.9 | 25.6 | 25.6 | 25.6
PrimarySchool_Computer_HTGSETP_SPEED | Thermostat Setpoint | C | WntrDsn | 2014-01-01 | 2014-12-31 | Constant | Hr 1: 21.1
PrimarySchool_Computer_HTGSETP_SPEED | Thermostat Setpoint | C | SmrDsn | 2014-01-01 | 2014-12-31 | Constant | Hr 1: 21.1
PrimarySchool_Computer_HTGSETP_SPEED | Thermostat Setpoint | C | Sun | 2014-01-01 | 2014-12-31 | Constant | Hr 1: 19.4
PrimarySchool_Computer_HTGSETP_SPEED | Thermostat Setpoint | C | Sat | 2014-01-01 | 2014-12-31 | Constant | Hr 1: 19.4
PrimarySchool_Computer_HTGSETP_SPEED | Thermostat Setpoint | C | Wkdy ¦ Default | 2014-01-01 | 2014-06-15 | Hourly | 19.4 | 19.4 | 19.4 | 19.4 | 19.4 | 19.4 | 19.4 | 19.4 | 21.1 | 21.1 | 21.1 | 21.1 | 21.1 | 21.1 | 21.1 | 21.1 | 21.1 | 21.1 | 21.1 | 21.1 | 21.1 | 19.4 | 19.4 | 19.4
PrimarySchool_Computer_HTGSETP_SPEED | Thermostat Setpoint | C | Wkdy ¦ Default | 2014-06-16 | 2014-09-15 | Hourly | 19.4 | 19.4 | 19.4 | 19.4 | 19.4 | 19.4 | 19.4 | 19.4 | 21.1 | 21.1 | 21.1 | 21.1 | 21.1 | 21.1 | 21.1 | 21.1 | 21.1 | 21.1 | 21.1 | 21.1 | 21.1 | 19.4 | 19.4 | 19.4
PrimarySchool_Computer_HTGSETP_SPEED | Thermostat Setpoint | C | Wkdy ¦ Default | 2014-09-16 | 2014-12-31 | Hourly | 19.4 | 19.4 | 19.4 | 19.4 | 19.4 | 19.4 | 19.4 | 19.4 | 21.1 | 21.1 | 21.1 | 21.1 | 21.1 | 21.1 | 21.1 | 21.1 | 21.1 | 21.1 | 21.1 | 21.1 | 21.1 | 19.4 | 19.4 | 19.4
PrimarySchool_Computer_OCC_SPEED | Occupancy |  | WntrDsn | 2014-01-01 | 2014-12-31 | Constant | Hr 1: 0
PrimarySchool_Computer_OCC_SPEED | Occupancy |  | SmrDsn | 2014-01-01 | 2014-12-31 | Constant | bar: Hr 1
PrimarySchool_Computer_OCC_SPEED | Occupancy |  | Sun | 2014-01-01 | 2014-12-31 | Constant | Hr 1: 0
PrimarySchool_Computer_OCC_SPEED | Occupancy |  | Sat | 2014-01-01 | 2014-12-31 | Constant | Hr 1: 0
PrimarySchool_Computer_OCC_SPEED | Occupancy |  | Wkdy ¦ Default | 2014-01-01 | 2014-06-15 | Hourly | 0 | 0 | 0 | 0 | 0 | 0 | 0 | 0 | 0.95 | 0.95 | 0.95 | 0.95 | 0.95 | 0.95 | 0.95 | 0.95 | 0.15 | 0.15 | 0.15 | 0.15 | 0.15 | 0 | 0 | 0
PrimarySchool_Computer_OCC_SPEED | Occupancy |  | Wkdy ¦ Default | 2014-06-16 | 2014-09-15 | Hourly | 0 | 0 | 0 | 0 | 0 | 0 | 0 | 0 | 0.15 | 0.15 | 0.15 | 0.15 | 0.15 | 0.15 | 0.15 | 0.15 | 0.15 | 0.15 | 0.15 | 0.15 | 0.15 | 0 | 0 | 0
PrimarySchool_Computer_OCC_SPEED | Occupancy |  | Wkdy ¦ Default | 2014-09-16 | 2014-12-31 | Hourly | 0 | 0 | 0 | 0 | 0 | 0 | 0 | 0 | 0.95 | 0.95 | 0.95 | 0.95 | 0.95 | 0.95 | 0.95 | 0.95 | 0.15 | 0.15 | 0.15 | 0.15 | 0.15 | 0 | 0 | 0
PrimarySchool_Computer_OCC_2013_SPEED | Occupancy |  | WntrDsn | 2014-01-01 | 2014-12-31 | Constant | Hr 1: 0
PrimarySchool_Computer_OCC_2013_SPEED | Occupancy |  | SmrDsn | 2014-01-01 | 2014-12-31 | Constant | bar: Hr 1
PrimarySchool_Computer_OCC_2013_SPEED | Occupancy |  | Sun | 2014-01-01 | 2014-12-31 | Constant | Hr 1: 0
PrimarySchool_Computer_OCC_2013_SPEED | Occupancy |  | Sat | 2014-01-01 | 2014-12-31 | Constant | Hr 1: 0
PrimarySchool_Computer_OCC_2013_SPEED | Occupancy |  | Wkdy ¦ Default | 2014-01-01 | 2014-06-30 | Hourly | 0 | 0 | 0 | 0 | 0 | 0 | 0 | 0 | 0.95 | 0.95 | 0.95 | 0.95 | 0.95 | 0.95 | 0.95 | 0.95 | 0.95 | 0.95 | 0.95 | 0.95 | 0.95 | 0 | 0 | 0
PrimarySchool_Computer_OCC_2013_SPEED | Occupancy |  | Wkdy ¦ Default | 2014-07-01 | 2014-09-01 | Hourly | 0 | 0 | 0 | 0 | 0 | 0 | 0 | 0 | 0.5 | 0.5 | 0.5 | 0.5 | 0.5 | 0.5 | 0.5 | 0.5 | 0.5 | 0.5 | 0.5 | 0.5 | 0.5 | 0 | 0 | 0
PrimarySchool_Computer_OCC_2013_SPEED | Occupancy |  | Wkdy ¦ Default | 2014-09-01 | 2014-12-31 | Hourly | 0 | 0 | 0 | 0 | 0 | 0 | 0 | 0 | 0.95 | 0.95 | 0.95 | 0.95 | 0.95 | 0.95 | 0.95 | 0.95 | 0.95 | 0.95 | 0.95 | 0.95 | 0.95 | 0 | 0 | 0
PrimarySchool_Computer_LIGHT_2007_SPEED | Lighting |  | WntrDsn | 2014-01-01 | 2014-12-31 | Constant | Hr 1: 0
PrimarySchool_Computer_LIGHT_2007_SPEED | Lighting |  | SmrDsn | 2014-01-01 | 2014-12-31 | Constant | bar: Hr 1
PrimarySchool_Computer_LIGHT_2007_SPEED | Lighting |  | Sun | 2014-01-01 | 2014-06-30 | Constant | Hr 1: 0.1773
PrimarySchool_Computer_LIGHT_2007_SPEED | Lighting |  | Sun | 2014-07-01 | 2014-09-01 | Constant | Hr 1: 0.1773
PrimarySchool_Computer_LIGHT_2007_SPEED | Lighting |  | Sun | 2014-09-01 | 2014-12-31 | Constant | Hr 1: 0.1773
PrimarySchool_Computer_LIGHT_2007_SPEED | Lighting |  | Sat | 2014-01-01 | 2014-06-30 | Constant | Hr 1: 0.1773
PrimarySchool_Computer_LIGHT_2007_SPEED | Lighting |  | Sat | 2014-07-01 | 2014-09-01 | Constant | Hr 1: 0.1773
PrimarySchool_Computer_LIGHT_2007_SPEED | Lighting |  | Sat | 2014-09-01 | 2014-12-31 | Constant | Hr 1: 0.1773
PrimarySchool_Computer_LIGHT_2007_SPEED | Lighting |  | Wkdy ¦ Default | 2014-01-01 | 2014-06-30 | Hourly | 0.1773 | 0.1773 | 0.1773 | 0.1773 | 0.1773 | 0.1773 | 0.1773 | 0.9 | 0.9 | 0.9 | 0.9 | 0.9 | 0.9 | 0.9 | 0.9 | 0.9 | 0.9 | 0.9 | 0.9 | 0.9 | 0.9 | 0.1773 | 0.1773 | 0.1773
PrimarySchool_Computer_LIGHT_2007_SPEED | Lighting |  | Wkdy ¦ Default | 2014-07-01 | 2014-09-01 | Hourly | 0.1773 | 0.1773 | 0.1773 | 0.1773 | 0.1773 | 0.1773 | 0.1773 | 0.1773 | 0.5 | 0.5 | 0.5 | 0.5 | 0.5 | 0.5 | 0.5 | 0.5 | 0.5 | 0.5 | 0.5 | 0.5 | 0.1773 | 0.1773 | 0.1773 | 0.1773
PrimarySchool_Computer_LIGHT_2007_SPEED | Lighting |  | Wkdy ¦ Default | 2014-09-01 | 2014-12-31 | Hourly | 0.1773 | 0.1773 | 0.1773 | 0.1773 | 0.1773 | 0.1773 | 0.1773 | 0.9 | 0.9 | 0.9 | 0.9 | 0.9 | 0.9 | 0.9 | 0.9 | 0.9 | 0.9 | 0.9 | 0.9 | 0.9 | 0.9 | 0.1773 | 0.1773 | 0.1773
PrimarySchool_Computer_EQUIP_2007_SPEED | Equipment |  | WntrDsn | 2014-01-01 | 2014-12-31 | Constant | Hr 1: 0
PrimarySchool_Computer_EQUIP_2007_SPEED | Equipment |  | SmrDsn | 2014-01-01 | 2014-12-31 | Constant | bar: Hr 1
PrimarySchool_Computer_EQUIP_2007_SPEED | Equipment |  | Sun | 2014-01-01 | 2014-06-30 | Constant | Hr 1: 0.35
PrimarySchool_Computer_EQUIP_2007_SPEED | Equipment |  | Sun | 2014-07-01 | 2014-09-01 | Constant | Hr 1: 0.25
PrimarySchool_Computer_EQUIP_2007_SPEED | Equipment |  | Sun | 2014-09-01 | 2014-12-31 | Constant | Hr 1: 0.35
PrimarySchool_Computer_EQUIP_2007_SPEED | Equipment |  | Sat | 2014-01-01 | 2014-06-30 | Constant | Hr 1: 0.35
PrimarySchool_Computer_EQUIP_2007_SPEED | Equipment |  | Sat | 2014-07-01 | 2014-09-01 | Constant | Hr 1: 0.25
PrimarySchool_Computer_EQUIP_2007_SPEED | Equipment |  | Sat | 2014-09-01 | 2014-12-31 | Constant | Hr 1: 0.35
PrimarySchool_Computer_EQUIP_2007_SPEED | Equipment |  | Wkdy ¦ Default | 2014-01-01 | 2014-06-30 | Hourly | 0.35 | 0.35 | 0.35 | 0.35 | 0.35 | 0.35 | 0.35 | 0.35 | 0.95 | 0.95 | 0.95 | 0.95 | 0.95 | 0.95 | 0.95 | 0.95 | 0.95 | 0.35 | 0.35 | 0.35 | 0.35 | 0.35 | 0.35 | 0.35
PrimarySchool_Computer_EQUIP_2007_SPEED | Equipment |  | Wkdy ¦ Default | 2014-07-01 | 2014-09-01 | Hourly | 0.25 | 0.25 | 0.25 | 0.25 | 0.25 | 0.25 | 0.25 | 0.25 | 0.5 | 0.5 | 0.5 | 0.5 | 0.5 | 0.5 | 0.5 | 0.5 | 0.5 | 0.25 | 0.25 | 0.25 | 0.25 | 0.25 | 0.25 | 0.25
PrimarySchool_Computer_EQUIP_2007_SPEED | Equipment |  | Wkdy ¦ Default | 2014-09-01 | 2014-12-31 | Hourly | 0.35 | 0.35 | 0.35 | 0.35 | 0.35 | 0.35 | 0.35 | 0.35 | 0.95 | 0.95 | 0.95 | 0.95 | 0.95 | 0.95 | 0.95 | 0.95 | 0.95 | 0.35 | 0.35 | 0.35 | 0.35 | 0.35 | 0.35 | 0.35
PrimarySchool_Computer_LIGHT_2010_SPEED | Lighting |  | WntrDsn | 2014-01-01 | 2014-12-31 | Constant | Hr 1: 0
PrimarySchool_Computer_LIGHT_2010_SPEED | Lighting |  | SmrDsn | 2014-01-01 | 2014-12-31 | Constant | bar: Hr 1
PrimarySchool_Computer_LIGHT_2010_SPEED | Lighting |  | Sun | 2014-01-01 | 2014-06-30 | Constant | Hr 1: 0.1773
PrimarySchool_Computer_LIGHT_2010_SPEED | Lighting |  | Sun | 2014-07-01 | 2014-09-01 | Constant | Hr 1: 0.1773
PrimarySchool_Computer_LIGHT_2010_SPEED | Lighting |  | Sun | 2014-09-01 | 2014-12-31 | Constant | Hr 1: 0.1773
PrimarySchool_Computer_LIGHT_2010_SPEED | Lighting |  | Sat | 2014-01-01 | 2014-06-30 | Constant | Hr 1: 0.1773
PrimarySchool_Computer_LIGHT_2010_SPEED | Lighting |  | Sat | 2014-07-01 | 2014-09-01 | Constant | Hr 1: 0.1773
PrimarySchool_Computer_LIGHT_2010_SPEED | Lighting |  | Sat | 2014-09-01 | 2014-12-31 | Constant | Hr 1: 0.1773
PrimarySchool_Computer_LIGHT_2010_SPEED | Lighting |  | Wkdy ¦ Default | 2014-01-01 | 2014-06-30 | Hourly | 0.1773 | 0.1773 | 0.1773 | 0.1773 | 0.1773 | 0.1773 | 0.1773 | 0.9 | 0.612 | 0.612 | 0.612 | 0.612 | 0.612 | 0.612 | 0.612 | 0.612 | 0.612 | 0.612 | 0.612 | 0.612 | 0.612 | 0.1773 | 0.1773 | 0.1773
PrimarySchool_Computer_LIGHT_2010_SPEED | Lighting |  | Wkdy ¦ Default | 2014-07-01 | 2014-09-01 | Hourly | 0.1773 | 0.1773 | 0.1773 | 0.1773 | 0.1773 | 0.1773 | 0.1773 | 0.1773 | 0.34 | 0.34 | 0.34 | 0.34 | 0.34 | 0.34 | 0.34 | 0.34 | 0.34 | 0.34 | 0.34 | 0.34 | 0.34 | 0.1773 | 0.1773 | 0.1773
PrimarySchool_Computer_LIGHT_2010_SPEED | Lighting |  | Wkdy ¦ Default | 2014-09-01 | 2014-12-31 | Hourly | 0.1773 | 0.1773 | 0.1773 | 0.1773 | 0.1773 | 0.1773 | 0.1773 | 0.9 | 0.612 | 0.612 | 0.612 | 0.612 | 0.612 | 0.612 | 0.612 | 0.612 | 0.612 | 0.612 | 0.612 | 0.612 | 0.612 | 0.1773 | 0.1773 | 0.1773
PrimarySchool_Computer_EQUIP_2010_SPEED | Equipment |  | WntrDsn | 2014-01-01 | 2014-12-31 | Constant | Hr 1: 0
PrimarySchool_Computer_EQUIP_2010_SPEED | Equipment |  | SmrDsn | 2014-01-01 | 2014-12-31 | Constant | bar: Hr 1
PrimarySchool_Computer_EQUIP_2010_SPEED | Equipment |  | Sun | 2014-01-01 | 2014-06-30 | Constant | Hr 1: 0.34355
PrimarySchool_Computer_EQUIP_2010_SPEED | Equipment |  | Sun | 2014-07-01 | 2014-09-01 | Constant | Hr 1: 0.24539
PrimarySchool_Computer_EQUIP_2010_SPEED | Equipment |  | Sun | 2014-09-01 | 2014-12-31 | Constant | Hr 1: 0.34355
PrimarySchool_Computer_EQUIP_2010_SPEED | Equipment |  | Sat | 2014-01-01 | 2014-06-30 | Constant | Hr 1: 0.34355
PrimarySchool_Computer_EQUIP_2010_SPEED | Equipment |  | Sat | 2014-07-01 | 2014-09-01 | Constant | Hr 1: 0.24539
PrimarySchool_Computer_EQUIP_2010_SPEED | Equipment |  | Sat | 2014-09-01 | 2014-12-31 | Constant | Hr 1: 0.34355
PrimarySchool_Computer_EQUIP_2010_SPEED | Equipment |  | Wkdy ¦ Default | 2014-01-01 | 2014-06-30 | Hourly | 0.34355 | 0.34355 | 0.34355 | 0.34355 | 0.34355 | 0.34355 | 0.34355 | 0.34355 | 0.94543 | 0.94543 | 0.94543 | 0.94543 | 0.94543 | 0.94543 | 0.94543 | 0.94543 | 0.94543 | 0.34832 | 0.34832 | 0.34832 | 0.34832 | 0.34355 | 0.34355 | 0.34355
PrimarySchool_Computer_EQUIP_2010_SPEED | Equipment |  | Wkdy ¦ Default | 2014-07-01 | 2014-09-01 | Hourly | 0.24539 | 0.24539 | 0.24539 | 0.24539 | 0.24539 | 0.24539 | 0.24539 | 0.24539 | 0.49759 | 0.49759 | 0.49759 | 0.49759 | 0.49759 | 0.49759 | 0.49759 | 0.49759 | 0.49759 | 0.2488 | 0.2488 | 0.2488 | 0.2488 | 0.24539 | 0.24539 | 0.24539
PrimarySchool_Computer_EQUIP_2010_SPEED | Equipment |  | Wkdy ¦ Default | 2014-09-01 | 2014-12-31 | Hourly | 0.34355 | 0.34355 | 0.34355 | 0.34355 | 0.34355 | 0.34355 | 0.34355 | 0.34355 | 0.94543 | 0.94543 | 0.94543 | 0.94543 | 0.94543 | 0.94543 | 0.94543 | 0.94543 | 0.94543 | 0.34832 | 0.34832 | 0.34832 | 0.34832 | 0.34355 | 0.34355 | 0.34355
PrimarySchool_Computer_LIGHT_2013_SPEED | Lighting |  | WntrDsn | 2014-01-01 | 2014-12-31 | Constant | Hr 1: 0
PrimarySchool_Computer_LIGHT_2013_SPEED | Lighting |  | SmrDsn | 2014-01-01 | 2014-12-31 | Constant | bar: Hr 1
PrimarySchool_Computer_LIGHT_2013_SPEED | Lighting |  | Sun | 2014-01-01 | 2014-06-30 | Constant | Hr 1: 0.1773
PrimarySchool_Computer_LIGHT_2013_SPEED | Lighting |  | Sun | 2014-07-01 | 2014-09-01 | Constant | Hr 1: 0.1773
PrimarySchool_Computer_LIGHT_2013_SPEED | Lighting |  | Sun | 2014-09-01 | 2014-12-31 | Constant | Hr 1: 0.1773
PrimarySchool_Computer_LIGHT_2013_SPEED | Lighting |  | Sat | 2014-01-01 | 2014-06-30 | Constant | Hr 1: 0.1773
PrimarySchool_Computer_LIGHT_2013_SPEED | Lighting |  | Sat | 2014-07-01 | 2014-09-01 | Constant | Hr 1: 0.1773
PrimarySchool_Computer_LIGHT_2013_SPEED | Lighting |  | Sat | 2014-09-01 | 2014-12-31 | Constant | Hr 1: 0.1773
PrimarySchool_Computer_LIGHT_2013_SPEED | Lighting |  | Wkdy ¦ Default | 2014-01-01 | 2014-06-30 | Hourly | 0.1773 | 0.1773 | 0.1773 | 0.1773 | 0.1773 | 0.1773 | 0.1773 | 0.9 | 0.59829 | 0.59829 | 0.59829 | 0.59829 | 0.59829 | 0.59829 | 0.59829 | 0.59829 | 0.59829 | 0.59829 | 0.59829 | 0.59829 | 0.59829 | 0.1773 | 0.1773 | 0.1773
PrimarySchool_Computer_LIGHT_2013_SPEED | Lighting |  | Wkdy ¦ Default | 2014-07-01 | 2014-09-01 | Hourly | 0.1773 | 0.1773 | 0.1773 | 0.1773 | 0.1773 | 0.1773 | 0.1773 | 0.1773 | 0.33238 | 0.33238 | 0.33238 | 0.33238 | 0.33238 | 0.33238 | 0.33238 | 0.33238 | 0.33238 | 0.33238 | 0.33238 | 0.33238 | 0.12056 | 0.1773 | 0.1773 | 0.1773
PrimarySchool_Computer_LIGHT_2013_SPEED | Lighting |  | Wkdy ¦ Default | 2014-09-01 | 2014-12-31 | Hourly | 0.1773 | 0.1773 | 0.1773 | 0.1773 | 0.1773 | 0.1773 | 0.1773 | 0.9 | 0.59829 | 0.59829 | 0.59829 | 0.59829 | 0.59829 | 0.59829 | 0.59829 | 0.59829 | 0.59829 | 0.59829 | 0.59829 | 0.59829 | 0.59829 | 0.1773 | 0.1773 | 0.1773
PrimarySchool_Computer_EQUIP_2013_SPEED | Equipment |  | WntrDsn | 2014-01-01 | 2014-12-31 | Constant | Hr 1: 0
PrimarySchool_Computer_EQUIP_2013_SPEED | Equipment |  | SmrDsn | 2014-01-01 | 2014-12-31 | Constant | bar: Hr 1
PrimarySchool_Computer_EQUIP_2013_SPEED | Equipment |  | Sun | 2014-01-01 | 2014-06-30 | Constant | Hr 1: 0.27289
PrimarySchool_Computer_EQUIP_2013_SPEED | Equipment |  | Sun | 2014-07-01 | 2014-09-01 | Constant | Hr 1: 0.19492
PrimarySchool_Computer_EQUIP_2013_SPEED | Equipment |  | Sun | 2014-09-01 | 2014-12-31 | Constant | Hr 1: 0.27289
PrimarySchool_Computer_EQUIP_2013_SPEED | Equipment |  | Sat | 2014-01-01 | 2014-06-30 | Constant | Hr 1: 0.27289
PrimarySchool_Computer_EQUIP_2013_SPEED | Equipment |  | Sat | 2014-07-01 | 2014-09-01 | Constant | Hr 1: 0.19492
PrimarySchool_Computer_EQUIP_2013_SPEED | Equipment |  | Sat | 2014-09-01 | 2014-12-31 | Constant | Hr 1: 0.27289
PrimarySchool_Computer_EQUIP_2013_SPEED | Equipment |  | Wkdy ¦ Default | 2014-01-01 | 2014-06-30 | Hourly | 0.27289 | 0.27289 | 0.27289 | 0.27289 | 0.27289 | 0.27289 | 0.27289 | 0.27289 | 0.88409 | 0.88409 | 0.88409 | 0.88409 | 0.88409 | 0.88409 | 0.88409 | 0.88409 | 0.88409 | 0.32572 | 0.32572 | 0.32572 | 0.32572 | 0.27289 | 0.27289 | 0.27289
PrimarySchool_Computer_EQUIP_2013_SPEED | Equipment |  | Wkdy ¦ Default | 2014-07-01 | 2014-09-01 | Hourly | 0.19492 | 0.19492 | 0.19492 | 0.19492 | 0.19492 | 0.19492 | 0.19492 | 0.19492 | 0.46531 | 0.46531 | 0.46531 | 0.46531 | 0.46531 | 0.46531 | 0.46531 | 0.46531 | 0.46531 | 0.23265 | 0.23265 | 0.23265 | 0.23265 | 0.19492 | 0.19492 | 0.19492
PrimarySchool_Computer_EQUIP_2013_SPEED | Equipment |  | Wkdy ¦ Default | 2014-09-01 | 2014-12-31 | Hourly | 0.27289 | 0.27289 | 0.27289 | 0.27289 | 0.27289 | 0.27289 | 0.27289 | 0.27289 | 0.88409 | 0.88409 | 0.88409 | 0.88409 | 0.88409 | 0.88409 | 0.88409 | 0.88409 | 0.88409 | 0.32572 | 0.32572 | 0.32572 | 0.32572 | 0.27289 | 0.27289 | 0.27289
PrimarySchool_Computer_INFIL_SPEED | Infiltration |  | WntrDsn | 2014-01-01 | 2014-12-31 | Constant | bar: Hr 1
PrimarySchool_Computer_INFIL_SPEED | Infiltration |  | SmrDsn | 2014-01-01 | 2014-12-31 | Constant | bar: Hr 1
PrimarySchool_Computer_INFIL_SPEED | Infiltration |  | Sun | 2014-01-01 | 2014-12-31 | Constant | bar: Hr 1
PrimarySchool_Computer_INFIL_SPEED | Infiltration |  | Sat | 2014-01-01 | 2014-12-31 | Constant | bar: Hr 1
PrimarySchool_Computer_INFIL_SPEED | Infiltration |  | Wkdy ¦ Default | 2014-01-01 | 2014-12-31 | Hourly | 1 | 1 | 1 | 1 | 1 | 1 | 1 | 1 | 0.5 | 0.5 | 0.5 | 0.5 | 0.5 | 0.5 | 0.5 | 0.5 | 0.5 | 0.5 | 0.5 | 0.5 | 0.5 | 1 | 1 | 1
PrimarySchool_Computer_ACTIVITY_SPEED | Activity | W | WntrDsn | 2014-01-01 | 2014-12-31 | Constant | Hr 1: 120
PrimarySchool_Computer_ACTIVITY_SPEED | Activity | W | SmrDsn | 2014-01-01 | 2014-12-31 | Constant | Hr 1: 120
PrimarySchool_Computer_ACTIVITY_SPEED | Activity | W | Sun | 2014-01-01 | 2014-12-31 | Constant | Hr 1: 120
PrimarySchool_Computer_ACTIVITY_SPEED | Activity | W | Sat | 2014-01-01 | 2014-12-31 | Constant | Hr 1: 120
PrimarySchool_Computer_ACTIVITY_SPEED | Activity | W | Wkdy ¦ Default | 2014-01-01 | 2014-12-31 | Constant | Hr 1: 120
PrimarySchool_Computer_OA_SPEED | OA Air |  | WntrDsn | 2014-01-01 | 2014-12-31 | Constant | bar: Hr 1
PrimarySchool_Computer_OA_SPEED | OA Air |  | SmrDsn | 2014-01-01 | 2014-12-31 | Constant | bar: Hr 1
PrimarySchool_Computer_OA_SPEED | OA Air |  | Sun | 2014-01-01 | 2014-12-31 | Constant | Hr 1: 0
PrimarySchool_Computer_OA_SPEED | OA Air |  | Sat | 2014-01-01 | 2014-12-31 | Constant | Hr 1: 0
PrimarySchool_Computer_OA_SPEED | OA Air |  | Wkdy ¦ Default | 2014-01-01 | 2014-06-15 | Hourly | 0 | 0 | 0 | 0 | 0 | 0 | 0 | 0 | 1 | 1 | 1 | 1 | 1 | 1 | 1 | 1 | 1 | 1 | 1 | 1 | 1 | 0 | 0 | 0
PrimarySchool_Computer_OA_SPEED | OA Air |  | Wkdy ¦ Default | 2014-06-16 | 2014-09-15 | Hourly | 0 | 0 | 0 | 0 | 0 | 0 | 0 | 0 | 1 | 1 | 1 | 1 | 1 | 1 | 1 | 1 | 1 | 1 | 1 | 1 | 1 | 0 | 0 | 0
PrimarySchool_Computer_OA_SPEED | OA Air |  | Wkdy ¦ Default | 2014-09-16 | 2014-12-31 | Hourly | 0 | 0 | 0 | 0 | 0 | 0 | 0 | 0 | 1 | 1 | 1 | 1 | 1 | 1 | 1 | 1 | 1 | 1 | 1 | 1 | 1 | 0 | 0 | 0
PrimarySchool_Mechanical_CLGSETP_SPEED | Thermostat Setpoint | C | WntrDsn | 2014-01-01 | 2014-12-31 | Constant | Hr 1: 23.9
PrimarySchool_Mechanical_CLGSETP_SPEED | Thermostat Setpoint | C | SmrDsn | 2014-01-01 | 2014-12-31 | Constant | Hr 1: 23.9
PrimarySchool_Mechanical_CLGSETP_SPEED | Thermostat Setpoint | C | Sun | 2014-01-01 | 2014-12-31 | Constant | Hr 1: 25.6
PrimarySchool_Mechanical_CLGSETP_SPEED | Thermostat Setpoint | C | Sat | 2014-01-01 | 2014-12-31 | Constant | Hr 1: 25.6
PrimarySchool_Mechanical_CLGSETP_SPEED | Thermostat Setpoint | C | Wkdy ¦ Default | 2014-01-01 | 2014-06-15 | Hourly | 25.6 | 25.6 | 25.6 | 25.6 | 25.6 | 25.6 | 25.6 | 25.6 | 23.9 | 23.9 | 23.9 | 23.9 | 23.9 | 23.9 | 23.9 | 23.9 | 23.9 | 23.9 | 23.9 | 23.9 | 23.9 | 25.6 | 25.6 | 25.6
PrimarySchool_Mechanical_CLGSETP_SPEED | Thermostat Setpoint | C | Wkdy ¦ Default | 2014-06-16 | 2014-09-15 | Hourly | 25.6 | 25.6 | 25.6 | 25.6 | 25.6 | 25.6 | 25.6 | 25.6 | 23.9 | 23.9 | 23.9 | 23.9 | 23.9 | 23.9 | 23.9 | 23.9 | 23.9 | 23.9 | 23.9 | 23.9 | 23.9 | 25.6 | 25.6 | 25.6
PrimarySchool_Mechanical_CLGSETP_SPEED | Thermostat Setpoint | C | Wkdy ¦ Default | 2014-09-16 | 2014-12-31 | Hourly | 25.6 | 25.6 | 25.6 | 25.6 | 25.6 | 25.6 | 25.6 | 25.6 | 23.9 | 23.9 | 23.9 | 23.9 | 23.9 | 23.9 | 23.9 | 23.9 | 23.9 | 23.9 | 23.9 | 23.9 | 23.9 | 25.6 | 25.6 | 25.6
PrimarySchool_Mechanical_HTGSETP_SPEED | Thermostat Setpoint | C | WntrDsn | 2014-01-01 | 2014-12-31 | Constant | Hr 1: 21.1
PrimarySchool_Mechanical_HTGSETP_SPEED | Thermostat Setpoint | C | SmrDsn | 2014-01-01 | 2014-12-31 | Constant | Hr 1: 21.1
PrimarySchool_Mechanical_HTGSETP_SPEED | Thermostat Setpoint | C | Sun | 2014-01-01 | 2014-12-31 | Constant | Hr 1: 19.4
PrimarySchool_Mechanical_HTGSETP_SPEED | Thermostat Setpoint | C | Sat | 2014-01-01 | 2014-12-31 | Constant | Hr 1: 19.4
PrimarySchool_Mechanical_HTGSETP_SPEED | Thermostat Setpoint | C | Wkdy ¦ Default | 2014-01-01 | 2014-06-15 | Hourly | 19.4 | 19.4 | 19.4 | 19.4 | 19.4 | 19.4 | 19.4 | 19.4 | 21.1 | 21.1 | 21.1 | 21.1 | 21.1 | 21.1 | 21.1 | 21.1 | 21.1 | 21.1 | 21.1 | 21.1 | 21.1 | 19.4 | 19.4 | 19.4
PrimarySchool_Mechanical_HTGSETP_SPEED | Thermostat Setpoint | C | Wkdy ¦ Default | 2014-06-16 | 2014-09-15 | Hourly | 19.4 | 19.4 | 19.4 | 19.4 | 19.4 | 19.4 | 19.4 | 19.4 | 21.1 | 21.1 | 21.1 | 21.1 | 21.1 | 21.1 | 21.1 | 21.1 | 21.1 | 21.1 | 21.1 | 21.1 | 21.1 | 19.4 | 19.4 | 19.4
PrimarySchool_Mechanical_HTGSETP_SPEED | Thermostat Setpoint | C | Wkdy ¦ Default | 2014-09-16 | 2014-12-31 | Hourly | 19.4 | 19.4 | 19.4 | 19.4 | 19.4 | 19.4 | 19.4 | 19.4 | 21.1 | 21.1 | 21.1 | 21.1 | 21.1 | 21.1 | 21.1 | 21.1 | 21.1 | 21.1 | 21.1 | 21.1 | 21.1 | 19.4 | 19.4 | 19.4
PrimarySchool_Mechanical_OCC_SPEED | Occupancy |  | WntrDsn | 2014-01-01 | 2014-12-31 | Constant | Hr 1: 0
PrimarySchool_Mechanical_OCC_SPEED | Occupancy |  | SmrDsn | 2014-01-01 | 2014-12-31 | Constant | bar: Hr 1
PrimarySchool_Mechanical_OCC_SPEED | Occupancy |  | Sun | 2014-01-01 | 2014-12-31 | Constant | Hr 1: 0
PrimarySchool_Mechanical_OCC_SPEED | Occupancy |  | Sat | 2014-01-01 | 2014-12-31 | Constant | Hr 1: 0
PrimarySchool_Mechanical_OCC_SPEED | Occupancy |  | Wkdy ¦ Default | 2014-01-01 | 2014-06-15 | Hourly | 0 | 0 | 0 | 0 | 0 | 0 | 0 | 0 | 0.95 | 0.95 | 0.95 | 0.95 | 0.95 | 0.95 | 0.95 | 0.95 | 0.15 | 0.15 | 0.15 | 0.15 | 0.15 | 0 | 0 | 0
PrimarySchool_Mechanical_OCC_SPEED | Occupancy |  | Wkdy ¦ Default | 2014-06-16 | 2014-09-15 | Hourly | 0 | 0 | 0 | 0 | 0 | 0 | 0 | 0 | 0.15 | 0.15 | 0.15 | 0.15 | 0.15 | 0.15 | 0.15 | 0.15 | 0.15 | 0.15 | 0.15 | 0.15 | 0.15 | 0 | 0 | 0
PrimarySchool_Mechanical_OCC_SPEED | Occupancy |  | Wkdy ¦ Default | 2014-09-16 | 2014-12-31 | Hourly | 0 | 0 | 0 | 0 | 0 | 0 | 0 | 0 | 0.95 | 0.95 | 0.95 | 0.95 | 0.95 | 0.95 | 0.95 | 0.95 | 0.15 | 0.15 | 0.15 | 0.15 | 0.15 | 0 | 0 | 0
PrimarySchool_Mechanical_LIGHT_2007_SPEED | Lighting |  | WntrDsn | 2014-01-01 | 2014-12-31 | Constant | Hr 1: 0
PrimarySchool_Mechanical_LIGHT_2007_SPEED | Lighting |  | SmrDsn | 2014-01-01 | 2014-12-31 | Constant | bar: Hr 1
PrimarySchool_Mechanical_LIGHT_2007_SPEED | Lighting |  | Sun | 2014-01-01 | 2014-06-30 | Constant | Hr 1: 0.1773
PrimarySchool_Mechanical_LIGHT_2007_SPEED | Lighting |  | Sun | 2014-07-01 | 2014-09-01 | Constant | Hr 1: 0.1773
PrimarySchool_Mechanical_LIGHT_2007_SPEED | Lighting |  | Sun | 2014-09-01 | 2014-12-31 | Constant | Hr 1: 0.1773
PrimarySchool_Mechanical_LIGHT_2007_SPEED | Lighting |  | Sat | 2014-01-01 | 2014-06-30 | Constant | Hr 1: 0.1773
PrimarySchool_Mechanical_LIGHT_2007_SPEED | Lighting |  | Sat | 2014-07-01 | 2014-09-01 | Constant | Hr 1: 0.1773
PrimarySchool_Mechanical_LIGHT_2007_SPEED | Lighting |  | Sat | 2014-09-01 | 2014-12-31 | Constant | Hr 1: 0.1773
PrimarySchool_Mechanical_LIGHT_2007_SPEED | Lighting |  | Wkdy ¦ Default | 2014-01-01 | 2014-06-30 | Hourly | 0.1773 | 0.1773 | 0.1773 | 0.1773 | 0.1773 | 0.1773 | 0.1773 | 0.9 | 0.9 | 0.9 | 0.9 | 0.9 | 0.9 | 0.9 | 0.9 | 0.9 | 0.9 | 0.9 | 0.9 | 0.9 | 0.9 | 0.1773 | 0.1773 | 0.1773
PrimarySchool_Mechanical_LIGHT_2007_SPEED | Lighting |  | Wkdy ¦ Default | 2014-07-01 | 2014-09-01 | Hourly | 0.1773 | 0.1773 | 0.1773 | 0.1773 | 0.1773 | 0.1773 | 0.1773 | 0.1773 | 0.5 | 0.5 | 0.5 | 0.5 | 0.5 | 0.5 | 0.5 | 0.5 | 0.5 | 0.5 | 0.5 | 0.5 | 0.1773 | 0.1773 | 0.1773 | 0.1773
PrimarySchool_Mechanical_LIGHT_2007_SPEED | Lighting |  | Wkdy ¦ Default | 2014-09-01 | 2014-12-31 | Hourly | 0.1773 | 0.1773 | 0.1773 | 0.1773 | 0.1773 | 0.1773 | 0.1773 | 0.9 | 0.9 | 0.9 | 0.9 | 0.9 | 0.9 | 0.9 | 0.9 | 0.9 | 0.9 | 0.9 | 0.9 | 0.9 | 0.9 | 0.1773 | 0.1773 | 0.1773
PrimarySchool_Mechanical_EQUIP_2007_SPEED | Equipment |  | WntrDsn | 2014-01-01 | 2014-12-31 | Constant | Hr 1: 0
PrimarySchool_Mechanical_EQUIP_2007_SPEED | Equipment |  | SmrDsn | 2014-01-01 | 2014-12-31 | Constant | bar: Hr 1
PrimarySchool_Mechanical_EQUIP_2007_SPEED | Equipment |  | Sun | 2014-01-01 | 2014-06-30 | Constant | Hr 1: 0.35
PrimarySchool_Mechanical_EQUIP_2007_SPEED | Equipment |  | Sun | 2014-07-01 | 2014-09-01 | Constant | Hr 1: 0.25
PrimarySchool_Mechanical_EQUIP_2007_SPEED | Equipment |  | Sun | 2014-09-01 | 2014-12-31 | Constant | Hr 1: 0.35
PrimarySchool_Mechanical_EQUIP_2007_SPEED | Equipment |  | Sat | 2014-01-01 | 2014-06-30 | Constant | Hr 1: 0.35
PrimarySchool_Mechanical_EQUIP_2007_SPEED | Equipment |  | Sat | 2014-07-01 | 2014-09-01 | Constant | Hr 1: 0.25
PrimarySchool_Mechanical_EQUIP_2007_SPEED | Equipment |  | Sat | 2014-09-01 | 2014-12-31 | Constant | Hr 1: 0.35
PrimarySchool_Mechanical_EQUIP_2007_SPEED | Equipment |  | Wkdy ¦ Default | 2014-01-01 | 2014-06-30 | Hourly | 0.35 | 0.35 | 0.35 | 0.35 | 0.35 | 0.35 | 0.35 | 0.35 | 0.95 | 0.95 | 0.95 | 0.95 | 0.95 | 0.95 | 0.95 | 0.95 | 0.95 | 0.35 | 0.35 | 0.35 | 0.35 | 0.35 | 0.35 | 0.35
PrimarySchool_Mechanical_EQUIP_2007_SPEED | Equipment |  | Wkdy ¦ Default | 2014-07-01 | 2014-09-01 | Hourly | 0.25 | 0.25 | 0.25 | 0.25 | 0.25 | 0.25 | 0.25 | 0.25 | 0.5 | 0.5 | 0.5 | 0.5 | 0.5 | 0.5 | 0.5 | 0.5 | 0.5 | 0.25 | 0.25 | 0.25 | 0.25 | 0.25 | 0.25 | 0.25
PrimarySchool_Mechanical_EQUIP_2007_SPEED | Equipment |  | Wkdy ¦ Default | 2014-09-01 | 2014-12-31 | Hourly | 0.35 | 0.35 | 0.35 | 0.35 | 0.35 | 0.35 | 0.35 | 0.35 | 0.95 | 0.95 | 0.95 | 0.95 | 0.95 | 0.95 | 0.95 | 0.95 | 0.95 | 0.35 | 0.35 | 0.35 | 0.35 | 0.35 | 0.35 | 0.35
PrimarySchool_Mechanical_LIGHT_2010_SPEED | Lighting |  | WntrDsn | 2014-01-01 | 2014-12-31 | Constant | Hr 1: 0
PrimarySchool_Mechanical_LIGHT_2010_SPEED | Lighting |  | SmrDsn | 2014-01-01 | 2014-12-31 | Constant | bar: Hr 1
PrimarySchool_Mechanical_LIGHT_2010_SPEED | Lighting |  | Sun | 2014-01-01 | 2014-06-30 | Constant | Hr 1: 0.1773
PrimarySchool_Mechanical_LIGHT_2010_SPEED | Lighting |  | Sun | 2014-07-01 | 2014-09-01 | Constant | Hr 1: 0.1773
PrimarySchool_Mechanical_LIGHT_2010_SPEED | Lighting |  | Sun | 2014-09-01 | 2014-12-31 | Constant | Hr 1: 0.1773
PrimarySchool_Mechanical_LIGHT_2010_SPEED | Lighting |  | Sat | 2014-01-01 | 2014-06-30 | Constant | Hr 1: 0.1773
PrimarySchool_Mechanical_LIGHT_2010_SPEED | Lighting |  | Sat | 2014-07-01 | 2014-09-01 | Constant | Hr 1: 0.1773
PrimarySchool_Mechanical_LIGHT_2010_SPEED | Lighting |  | Sat | 2014-09-01 | 2014-12-31 | Constant | Hr 1: 0.1773
PrimarySchool_Mechanical_LIGHT_2010_SPEED | Lighting |  | Wkdy ¦ Default | 2014-01-01 | 2014-06-30 | Hourly | 0.1773 | 0.1773 | 0.1773 | 0.1773 | 0.1773 | 0.1773 | 0.1773 | 0.9 | 0.9 | 0.9 | 0.9 | 0.9 | 0.9 | 0.9 | 0.9 | 0.9 | 0.9 | 0.9 | 0.9 | 0.9 | 0.9 | 0.1773 | 0.1773 | 0.1773
PrimarySchool_Mechanical_LIGHT_2010_SPEED | Lighting |  | Wkdy ¦ Default | 2014-07-01 | 2014-09-01 | Hourly | 0.1773 | 0.1773 | 0.1773 | 0.1773 | 0.1773 | 0.1773 | 0.1773 | 0.1773 | 0.5 | 0.5 | 0.5 | 0.5 | 0.5 | 0.5 | 0.5 | 0.5 | 0.5 | 0.5 | 0.5 | 0.5 | 0.1773 | 0.1773 | 0.1773 | 0.1773
PrimarySchool_Mechanical_LIGHT_2010_SPEED | Lighting |  | Wkdy ¦ Default | 2014-09-01 | 2014-12-31 | Hourly | 0.1773 | 0.1773 | 0.1773 | 0.1773 | 0.1773 | 0.1773 | 0.1773 | 0.9 | 0.9 | 0.9 | 0.9 | 0.9 | 0.9 | 0.9 | 0.9 | 0.9 | 0.9 | 0.9 | 0.9 | 0.9 | 0.9 | 0.1773 | 0.1773 | 0.1773
PrimarySchool_Mechanical_EQUIP_2010_SPEED | Equipment |  | WntrDsn | 2014-01-01 | 2014-12-31 | Constant | Hr 1: 0
PrimarySchool_Mechanical_EQUIP_2010_SPEED | Equipment |  | SmrDsn | 2014-01-01 | 2014-12-31 | Constant | bar: Hr 1
PrimarySchool_Mechanical_EQUIP_2010_SPEED | Equipment |  | Sun | 2014-01-01 | 2014-06-30 | Constant | Hr 1: 0.34355
PrimarySchool_Mechanical_EQUIP_2010_SPEED | Equipment |  | Sun | 2014-07-01 | 2014-09-01 | Constant | Hr 1: 0.24539
PrimarySchool_Mechanical_EQUIP_2010_SPEED | Equipment |  | Sun | 2014-09-01 | 2014-12-31 | Constant | Hr 1: 0.34355
PrimarySchool_Mechanical_EQUIP_2010_SPEED | Equipment |  | Sat | 2014-01-01 | 2014-06-30 | Constant | Hr 1: 0.34355
PrimarySchool_Mechanical_EQUIP_2010_SPEED | Equipment |  | Sat | 2014-07-01 | 2014-09-01 | Constant | Hr 1: 0.24539
PrimarySchool_Mechanical_EQUIP_2010_SPEED | Equipment |  | Sat | 2014-09-01 | 2014-12-31 | Constant | Hr 1: 0.34355
PrimarySchool_Mechanical_EQUIP_2010_SPEED | Equipment |  | Wkdy ¦ Default | 2014-01-01 | 2014-06-30 | Hourly | 0.34355 | 0.34355 | 0.34355 | 0.34355 | 0.34355 | 0.34355 | 0.34355 | 0.34355 | 0.94543 | 0.94543 | 0.94543 | 0.94543 | 0.94543 | 0.94543 | 0.94543 | 0.94543 | 0.94543 | 0.34832 | 0.34832 | 0.34832 | 0.34832 | 0.34355 | 0.34355 | 0.34355
PrimarySchool_Mechanical_EQUIP_2010_SPEED | Equipment |  | Wkdy ¦ Default | 2014-07-01 | 2014-09-01 | Hourly | 0.24539 | 0.24539 | 0.24539 | 0.24539 | 0.24539 | 0.24539 | 0.24539 | 0.24539 | 0.49759 | 0.49759 | 0.49759 | 0.49759 | 0.49759 | 0.49759 | 0.49759 | 0.49759 | 0.49759 | 0.2488 | 0.2488 | 0.2488 | 0.2488 | 0.24539 | 0.24539 | 0.24539
PrimarySchool_Mechanical_EQUIP_2010_SPEED | Equipment |  | Wkdy ¦ Default | 2014-09-01 | 2014-12-31 | Hourly | 0.34355 | 0.34355 | 0.34355 | 0.34355 | 0.34355 | 0.34355 | 0.34355 | 0.34355 | 0.94543 | 0.94543 | 0.94543 | 0.94543 | 0.94543 | 0.94543 | 0.94543 | 0.94543 | 0.94543 | 0.34832 | 0.34832 | 0.34832 | 0.34832 | 0.34355 | 0.34355 | 0.34355
PrimarySchool_Mechanical_LIGHT_2013_SPEED | Lighting |  | WntrDsn | 2014-01-01 | 2014-12-31 | Constant | Hr 1: 0
PrimarySchool_Mechanical_LIGHT_2013_SPEED | Lighting |  | SmrDsn | 2014-01-01 | 2014-12-31 | Constant | bar: Hr 1
PrimarySchool_Mechanical_LIGHT_2013_SPEED | Lighting |  | Sun | 2014-01-01 | 2014-06-30 | Constant | Hr 1: 0.1773
PrimarySchool_Mechanical_LIGHT_2013_SPEED | Lighting |  | Sun | 2014-07-01 | 2014-09-01 | Constant | Hr 1: 0.1773
PrimarySchool_Mechanical_LIGHT_2013_SPEED | Lighting |  | Sun | 2014-09-01 | 2014-12-31 | Constant | Hr 1: 0.1773
PrimarySchool_Mechanical_LIGHT_2013_SPEED | Lighting |  | Sat | 2014-01-01 | 2014-06-30 | Constant | Hr 1: 0.1773
PrimarySchool_Mechanical_LIGHT_2013_SPEED | Lighting |  | Sat | 2014-07-01 | 2014-09-01 | Constant | Hr 1: 0.1773
PrimarySchool_Mechanical_LIGHT_2013_SPEED | Lighting |  | Sat | 2014-09-01 | 2014-12-31 | Constant | Hr 1: 0.1773
PrimarySchool_Mechanical_LIGHT_2013_SPEED | Lighting |  | Wkdy ¦ Default | 2014-01-01 | 2014-06-30 | Hourly | 0.1773 | 0.1773 | 0.1773 | 0.1773 | 0.1773 | 0.1773 | 0.1773 | 0.9 | 0.9 | 0.9 | 0.9 | 0.9 | 0.9 | 0.9 | 0.9 | 0.9 | 0.9 | 0.9 | 0.9 | 0.9 | 0.9 | 0.1773 | 0.1773 | 0.1773
PrimarySchool_Mechanical_LIGHT_2013_SPEED | Lighting |  | Wkdy ¦ Default | 2014-07-01 | 2014-09-01 | Hourly | 0.1773 | 0.1773 | 0.1773 | 0.1773 | 0.1773 | 0.1773 | 0.1773 | 0.1773 | 0.5 | 0.5 | 0.5 | 0.5 | 0.5 | 0.5 | 0.5 | 0.5 | 0.5 | 0.5 | 0.5 | 0.5 | 0.1773 | 0.1773 | 0.1773 | 0.1773
PrimarySchool_Mechanical_LIGHT_2013_SPEED | Lighting |  | Wkdy ¦ Default | 2014-09-01 | 2014-12-31 | Hourly | 0.1773 | 0.1773 | 0.1773 | 0.1773 | 0.1773 | 0.1773 | 0.1773 | 0.9 | 0.9 | 0.9 | 0.9 | 0.9 | 0.9 | 0.9 | 0.9 | 0.9 | 0.9 | 0.9 | 0.9 | 0.9 | 0.9 | 0.1773 | 0.1773 | 0.1773
PrimarySchool_Mechanical_EQUIP_2013_SPEED | Equipment |  | WntrDsn | 2014-01-01 | 2014-12-31 | Constant | Hr 1: 0
PrimarySchool_Mechanical_EQUIP_2013_SPEED | Equipment |  | SmrDsn | 2014-01-01 | 2014-12-31 | Constant | bar: Hr 1
PrimarySchool_Mechanical_EQUIP_2013_SPEED | Equipment |  | Sun | 2014-01-01 | 2014-06-30 | Constant | Hr 1: 0.27289
PrimarySchool_Mechanical_EQUIP_2013_SPEED | Equipment |  | Sun | 2014-07-01 | 2014-09-01 | Constant | Hr 1: 0.19492
PrimarySchool_Mechanical_EQUIP_2013_SPEED | Equipment |  | Sun | 2014-09-01 | 2014-12-31 | Constant | Hr 1: 0.27289
PrimarySchool_Mechanical_EQUIP_2013_SPEED | Equipment |  | Sat | 2014-01-01 | 2014-06-30 | Constant | Hr 1: 0.27289
PrimarySchool_Mechanical_EQUIP_2013_SPEED | Equipment |  | Sat | 2014-07-01 | 2014-09-01 | Constant | Hr 1: 0.19492
PrimarySchool_Mechanical_EQUIP_2013_SPEED | Equipment |  | Sat | 2014-09-01 | 2014-12-31 | Constant | Hr 1: 0.27289
PrimarySchool_Mechanical_EQUIP_2013_SPEED | Equipment |  | Wkdy ¦ Default | 2014-01-01 | 2014-06-30 | Hourly | 0.27289 | 0.27289 | 0.27289 | 0.27289 | 0.27289 | 0.27289 | 0.27289 | 0.27289 | 0.88409 | 0.88409 | 0.88409 | 0.88409 | 0.88409 | 0.88409 | 0.88409 | 0.88409 | 0.88409 | 0.32572 | 0.32572 | 0.32572 | 0.32572 | 0.27289 | 0.27289 | 0.27289
PrimarySchool_Mechanical_EQUIP_2013_SPEED | Equipment |  | Wkdy ¦ Default | 2014-07-01 | 2014-09-01 | Hourly | 0.19492 | 0.19492 | 0.19492 | 0.19492 | 0.19492 | 0.19492 | 0.19492 | 0.19492 | 0.46531 | 0.46531 | 0.46531 | 0.46531 | 0.46531 | 0.46531 | 0.46531 | 0.46531 | 0.46531 | 0.23265 | 0.23265 | 0.23265 | 0.23265 | 0.19492 | 0.19492 | 0.19492
PrimarySchool_Mechanical_EQUIP_2013_SPEED | Equipment |  | Wkdy ¦ Default | 2014-09-01 | 2014-12-31 | Hourly | 0.27289 | 0.27289 | 0.27289 | 0.27289 | 0.27289 | 0.27289 | 0.27289 | 0.27289 | 0.88409 | 0.88409 | 0.88409 | 0.88409 | 0.88409 | 0.88409 | 0.88409 | 0.88409 | 0.88409 | 0.32572 | 0.32572 | 0.32572 | 0.32572 | 0.27289 | 0.27289 | 0.27289
PrimarySchool_Mechanical_INFIL_SPEED | Infiltration |  | WntrDsn | 2014-01-01 | 2014-12-31 | Constant | bar: Hr 1
PrimarySchool_Mechanical_INFIL_SPEED | Infiltration |  | SmrDsn | 2014-01-01 | 2014-12-31 | Constant | bar: Hr 1
PrimarySchool_Mechanical_INFIL_SPEED | Infiltration |  | Sun | 2014-01-01 | 2014-12-31 | Constant | bar: Hr 1
PrimarySchool_Mechanical_INFIL_SPEED | Infiltration |  | Sat | 2014-01-01 | 2014-12-31 | Constant | bar: Hr 1
PrimarySchool_Mechanical_INFIL_SPEED | Infiltration |  | Wkdy ¦ Default | 2014-01-01 | 2014-12-31 | Hourly | 1 | 1 | 1 | 1 | 1 | 1 | 1 | 1 | 0.5 | 0.5 | 0.5 | 0.5 | 0.5 | 0.5 | 0.5 | 0.5 | 0.5 | 0.5 | 0.5 | 0.5 | 0.5 | 1 | 1 | 1
PrimarySchool_Mechanical_ACTIVITY_SPEED | Activity | W | WntrDsn | 2014-01-01 | 2014-12-31 | Constant | Hr 1: 120
PrimarySchool_Mechanical_ACTIVITY_SPEED | Activity | W | SmrDsn | 2014-01-01 | 2014-12-31 | Constant | Hr 1: 120
PrimarySchool_Mechanical_ACTIVITY_SPEED | Activity | W | Sun | 2014-01-01 | 2014-12-31 | Constant | Hr 1: 120
PrimarySchool_Mechanical_ACTIVITY_SPEED | Activity | W | Sat | 2014-01-01 | 2014-12-31 | Constant | Hr 1: 120
PrimarySchool_Mechanical_ACTIVITY_SPEED | Activity | W | Wkdy ¦ Default | 2014-01-01 | 2014-12-31 | Constant | Hr 1: 120
PrimarySchool_Mechanical_OA_SPEED | OA Air |  | WntrDsn | 2014-01-01 | 2014-12-31 | Constant | bar: Hr 1
PrimarySchool_Mechanical_OA_SPEED | OA Air |  | SmrDsn | 2014-01-01 | 2014-12-31 | Constant | bar: Hr 1
PrimarySchool_Mechanical_OA_SPEED | OA Air |  | Sun | 2014-01-01 | 2014-12-31 | Constant | Hr 1: 0
PrimarySchool_Mechanical_OA_SPEED | OA Air |  | Sat | 2014-01-01 | 2014-12-31 | Constant | Hr 1: 0
PrimarySchool_Mechanical_OA_SPEED | OA Air |  | Wkdy ¦ Default | 2014-01-01 | 2014-06-15 | Hourly | 0 | 0 | 0 | 0 | 0 | 0 | 0 | 0 | 1 | 1 | 1 | 1 | 1 | 1 | 1 | 1 | 1 | 1 | 1 | 1 | 1 | 0 | 0 | 0
PrimarySchool_Mechanical_OA_SPEED | OA Air |  | Wkdy ¦ Default | 2014-06-16 | 2014-09-15 | Hourly | 0 | 0 | 0 | 0 | 0 | 0 | 0 | 0 | 1 | 1 | 1 | 1 | 1 | 1 | 1 | 1 | 1 | 1 | 1 | 1 | 1 | 0 | 0 | 0
PrimarySchool_Mechanical_OA_SPEED | OA Air |  | Wkdy ¦ Default | 2014-09-16 | 2014-12-31 | Hourly | 0 | 0 | 0 | 0 | 0 | 0 | 0 | 0 | 1 | 1 | 1 | 1 | 1 | 1 | 1 | 1 | 1 | 1 | 1 | 1 | 1 | 0 | 0 | 0
PrimarySchool_Kitchen_CLGSETP_SPEED | Thermostat Setpoint | C | WntrDsn | 2014-01-01 | 2014-12-31 | Constant | Hr 1: 23.9
PrimarySchool_Kitchen_CLGSETP_SPEED | Thermostat Setpoint | C | SmrDsn | 2014-01-01 | 2014-12-31 | Constant | Hr 1: 23.9
PrimarySchool_Kitchen_CLGSETP_SPEED | Thermostat Setpoint | C | Sun | 2014-01-01 | 2014-12-31 | Constant | Hr 1: 25.6
PrimarySchool_Kitchen_CLGSETP_SPEED | Thermostat Setpoint | C | Sat | 2014-01-01 | 2014-12-31 | Constant | Hr 1: 25.6
PrimarySchool_Kitchen_CLGSETP_SPEED | Thermostat Setpoint | C | Wkdy ¦ Default | 2014-01-01 | 2014-06-15 | Hourly | 25.6 | 25.6 | 25.6 | 25.6 | 25.6 | 25.6 | 25.6 | 25.6 | 23.9 | 23.9 | 23.9 | 23.9 | 23.9 | 23.9 | 23.9 | 23.9 | 23.9 | 23.9 | 23.9 | 23.9 | 23.9 | 25.6 | 25.6 | 25.6
PrimarySchool_Kitchen_CLGSETP_SPEED | Thermostat Setpoint | C | Wkdy ¦ Default | 2014-06-16 | 2014-09-15 | Hourly | 25.6 | 25.6 | 25.6 | 25.6 | 25.6 | 25.6 | 25.6 | 25.6 | 23.9 | 23.9 | 23.9 | 23.9 | 23.9 | 23.9 | 23.9 | 23.9 | 23.9 | 23.9 | 23.9 | 23.9 | 23.9 | 25.6 | 25.6 | 25.6
PrimarySchool_Kitchen_CLGSETP_SPEED | Thermostat Setpoint | C | Wkdy ¦ Default | 2014-09-16 | 2014-12-31 | Hourly | 25.6 | 25.6 | 25.6 | 25.6 | 25.6 | 25.6 | 25.6 | 25.6 | 23.9 | 23.9 | 23.9 | 23.9 | 23.9 | 23.9 | 23.9 | 23.9 | 23.9 | 23.9 | 23.9 | 23.9 | 23.9 | 25.6 | 25.6 | 25.6
PrimarySchool_Kitchen_HTGSETP_SPEED | Thermostat Setpoint | C | WntrDsn | 2014-01-01 | 2014-12-31 | Constant | Hr 1: 21.1
PrimarySchool_Kitchen_HTGSETP_SPEED | Thermostat Setpoint | C | SmrDsn | 2014-01-01 | 2014-12-31 | Constant | Hr 1: 21.1
PrimarySchool_Kitchen_HTGSETP_SPEED | Thermostat Setpoint | C | Sun | 2014-01-01 | 2014-12-31 | Constant | Hr 1: 19.4
PrimarySchool_Kitchen_HTGSETP_SPEED | Thermostat Setpoint | C | Sat | 2014-01-01 | 2014-12-31 | Constant | Hr 1: 19.4
PrimarySchool_Kitchen_HTGSETP_SPEED | Thermostat Setpoint | C | Wkdy ¦ Default | 2014-01-01 | 2014-06-15 | Hourly | 19.4 | 19.4 | 19.4 | 19.4 | 19.4 | 19.4 | 19.4 | 19.4 | 21.1 | 21.1 | 21.1 | 21.1 | 21.1 | 21.1 | 21.1 | 21.1 | 21.1 | 21.1 | 21.1 | 21.1 | 21.1 | 19.4 | 19.4 | 19.4
PrimarySchool_Kitchen_HTGSETP_SPEED | Thermostat Setpoint | C | Wkdy ¦ Default | 2014-06-16 | 2014-09-15 | Hourly | 19.4 | 19.4 | 19.4 | 19.4 | 19.4 | 19.4 | 19.4 | 19.4 | 21.1 | 21.1 | 21.1 | 21.1 | 21.1 | 21.1 | 21.1 | 21.1 | 21.1 | 21.1 | 21.1 | 21.1 | 21.1 | 19.4 | 19.4 | 19.4
PrimarySchool_Kitchen_HTGSETP_SPEED | Thermostat Setpoint | C | Wkdy ¦ Default | 2014-09-16 | 2014-12-31 | Hourly | 19.4 | 19.4 | 19.4 | 19.4 | 19.4 | 19.4 | 19.4 | 19.4 | 21.1 | 21.1 | 21.1 | 21.1 | 21.1 | 21.1 | 21.1 | 21.1 | 21.1 | 21.1 | 21.1 | 21.1 | 21.1 | 19.4 | 19.4 | 19.4
PrimarySchool_Kitchen_OCC_SPEED | Occupancy |  | WntrDsn | 2014-01-01 | 2014-12-31 | Constant | Hr 1: 0
PrimarySchool_Kitchen_OCC_SPEED | Occupancy |  | SmrDsn | 2014-01-01 | 2014-12-31 | Constant | bar: Hr 1
PrimarySchool_Kitchen_OCC_SPEED | Occupancy |  | Sun | 2014-01-01 | 2014-12-31 | Constant | Hr 1: 0
PrimarySchool_Kitchen_OCC_SPEED | Occupancy |  | Sat | 2014-01-01 | 2014-12-31 | Constant | Hr 1: 0
PrimarySchool_Kitchen_OCC_SPEED | Occupancy |  | Wkdy ¦ Default | 2014-01-01 | 2014-06-15 | Hourly | 0 | 0 | 0 | 0 | 0 | 0 | 0 | 0 | 0.95 | 0.95 | 0.95 | 0.95 | 0.95 | 0.95 | 0.95 | 0.95 | 0.15 | 0.15 | 0.15 | 0.15 | 0.15 | 0 | 0 | 0
PrimarySchool_Kitchen_OCC_SPEED | Occupancy |  | Wkdy ¦ Default | 2014-06-16 | 2014-09-15 | Hourly | 0 | 0 | 0 | 0 | 0 | 0 | 0 | 0 | 0.15 | 0.15 | 0.15 | 0.15 | 0.15 | 0.15 | 0.15 | 0.15 | 0.15 | 0.15 | 0.15 | 0.15 | 0.15 | 0 | 0 | 0
PrimarySchool_Kitchen_OCC_SPEED | Occupancy |  | Wkdy ¦ Default | 2014-09-16 | 2014-12-31 | Hourly | 0 | 0 | 0 | 0 | 0 | 0 | 0 | 0 | 0.95 | 0.95 | 0.95 | 0.95 | 0.95 | 0.95 | 0.95 | 0.95 | 0.15 | 0.15 | 0.15 | 0.15 | 0.15 | 0 | 0 | 0
PrimarySchool_Kitchen_LIGHT_2007_SPEED | Lighting |  | WntrDsn | 2014-01-01 | 2014-12-31 | Constant | Hr 1: 0
PrimarySchool_Kitchen_LIGHT_2007_SPEED | Lighting |  | SmrDsn | 2014-01-01 | 2014-12-31 | Constant | bar: Hr 1
PrimarySchool_Kitchen_LIGHT_2007_SPEED | Lighting |  | Sun | 2014-01-01 | 2014-06-30 | Constant | Hr 1: 0.1773
PrimarySchool_Kitchen_LIGHT_2007_SPEED | Lighting |  | Sun | 2014-07-01 | 2014-09-01 | Constant | Hr 1: 0.1773
PrimarySchool_Kitchen_LIGHT_2007_SPEED | Lighting |  | Sun | 2014-09-01 | 2014-12-31 | Constant | Hr 1: 0.1773
PrimarySchool_Kitchen_LIGHT_2007_SPEED | Lighting |  | Sat | 2014-01-01 | 2014-06-30 | Constant | Hr 1: 0.1773
PrimarySchool_Kitchen_LIGHT_2007_SPEED | Lighting |  | Sat | 2014-07-01 | 2014-09-01 | Constant | Hr 1: 0.1773
PrimarySchool_Kitchen_LIGHT_2007_SPEED | Lighting |  | Sat | 2014-09-01 | 2014-12-31 | Constant | Hr 1: 0.1773
PrimarySchool_Kitchen_LIGHT_2007_SPEED | Lighting |  | Wkdy ¦ Default | 2014-01-01 | 2014-06-30 | Hourly | 0.1773 | 0.1773 | 0.1773 | 0.1773 | 0.1773 | 0.1773 | 0.1773 | 0.9 | 0.9 | 0.9 | 0.9 | 0.9 | 0.9 | 0.9 | 0.9 | 0.9 | 0.9 | 0.9 | 0.9 | 0.9 | 0.9 | 0.1773 | 0.1773 | 0.1773
PrimarySchool_Kitchen_LIGHT_2007_SPEED | Lighting |  | Wkdy ¦ Default | 2014-07-01 | 2014-09-01 | Hourly | 0.1773 | 0.1773 | 0.1773 | 0.1773 | 0.1773 | 0.1773 | 0.1773 | 0.1773 | 0.5 | 0.5 | 0.5 | 0.5 | 0.5 | 0.5 | 0.5 | 0.5 | 0.5 | 0.5 | 0.5 | 0.5 | 0.1773 | 0.1773 | 0.1773 | 0.1773
PrimarySchool_Kitchen_LIGHT_2007_SPEED | Lighting |  | Wkdy ¦ Default | 2014-09-01 | 2014-12-31 | Hourly | 0.1773 | 0.1773 | 0.1773 | 0.1773 | 0.1773 | 0.1773 | 0.1773 | 0.9 | 0.9 | 0.9 | 0.9 | 0.9 | 0.9 | 0.9 | 0.9 | 0.9 | 0.9 | 0.9 | 0.9 | 0.9 | 0.9 | 0.1773 | 0.1773 | 0.1773
PrimarySchool_Kitchen_EQUIP_2007_SPEED | Equipment |  | WntrDsn | 2014-01-01 | 2014-12-31 | Constant | Hr 1: 0
PrimarySchool_Kitchen_EQUIP_2007_SPEED | Equipment |  | SmrDsn | 2014-01-01 | 2014-12-31 | Constant | bar: Hr 1
PrimarySchool_Kitchen_EQUIP_2007_SPEED | Equipment |  | Sun | 2014-01-01 | 2014-06-30 | Constant | Hr 1: 0.1
PrimarySchool_Kitchen_EQUIP_2007_SPEED | Equipment |  | Sun | 2014-07-01 | 2014-09-01 | Constant | Hr 1: 0.1
PrimarySchool_Kitchen_EQUIP_2007_SPEED | Equipment |  | Sun | 2014-09-01 | 2014-12-31 | Constant | Hr 1: 0.1
PrimarySchool_Kitchen_EQUIP_2007_SPEED | Equipment |  | Sat | 2014-01-01 | 2014-06-30 | Constant | Hr 1: 0.1
PrimarySchool_Kitchen_EQUIP_2007_SPEED | Equipment |  | Sat | 2014-07-01 | 2014-09-01 | Constant | Hr 1: 0.1
PrimarySchool_Kitchen_EQUIP_2007_SPEED | Equipment |  | Sat | 2014-09-01 | 2014-12-31 | Constant | Hr 1: 0.1
PrimarySchool_Kitchen_EQUIP_2007_SPEED | Equipment |  | Wkdy ¦ Default | 2014-01-01 | 2014-06-30 | Hourly | 0.1 | 0.1 | 0.1 | 0.1 | 0.1 | 0.1 | 0.1 | 0.1 | 0.15 | 0.15 | 0.25 | 0.25 | 0.25 | 0.15 | 0.15 | 0.1 | 0.1 | 0.1 | 0.1 | 0.1 | 0.1 | 0.1 | 0.1 | 0.1
PrimarySchool_Kitchen_EQUIP_2007_SPEED | Equipment |  | Wkdy ¦ Default | 2014-07-01 | 2014-09-01 | Hourly | 0.1 | 0.1 | 0.1 | 0.1 | 0.1 | 0.1 | 0.1 | 0.1 | 0.15 | 0.15 | 0.25 | 0.25 | 0.25 | 0.15 | 0.15 | 0.1 | 0.1 | 0.1 | 0.1 | 0.1 | 0.1 | 0.1 | 0.1 | 0.1
PrimarySchool_Kitchen_EQUIP_2007_SPEED | Equipment |  | Wkdy ¦ Default | 2014-09-01 | 2014-12-31 | Hourly | 0.1 | 0.1 | 0.1 | 0.1 | 0.1 | 0.1 | 0.1 | 0.1 | 0.15 | 0.15 | 0.25 | 0.25 | 0.25 | 0.15 | 0.15 | 0.1 | 0.1 | 0.1 | 0.1 | 0.1 | 0.1 | 0.1 | 0.1 | 0.1
PrimarySchool_Kitchen_LIGHT_2010_SPEED | Lighting |  | WntrDsn | 2014-01-01 | 2014-12-31 | Constant | Hr 1: 0
PrimarySchool_Kitchen_LIGHT_2010_SPEED | Lighting |  | SmrDsn | 2014-01-01 | 2014-12-31 | Constant | bar: Hr 1
PrimarySchool_Kitchen_LIGHT_2010_SPEED | Lighting |  | Sun | 2014-01-01 | 2014-06-30 | Constant | Hr 1: 0.1773
PrimarySchool_Kitchen_LIGHT_2010_SPEED | Lighting |  | Sun | 2014-07-01 | 2014-09-01 | Constant | Hr 1: 0.1773
PrimarySchool_Kitchen_LIGHT_2010_SPEED | Lighting |  | Sun | 2014-09-01 | 2014-12-31 | Constant | Hr 1: 0.1773
PrimarySchool_Kitchen_LIGHT_2010_SPEED | Lighting |  | Sat | 2014-01-01 | 2014-06-30 | Constant | Hr 1: 0.1773
PrimarySchool_Kitchen_LIGHT_2010_SPEED | Lighting |  | Sat | 2014-07-01 | 2014-09-01 | Constant | Hr 1: 0.1773
PrimarySchool_Kitchen_LIGHT_2010_SPEED | Lighting |  | Sat | 2014-09-01 | 2014-12-31 | Constant | Hr 1: 0.1773
PrimarySchool_Kitchen_LIGHT_2010_SPEED | Lighting |  | Wkdy ¦ Default | 2014-01-01 | 2014-06-30 | Hourly | 0.1773 | 0.1773 | 0.1773 | 0.1773 | 0.1773 | 0.1773 | 0.1773 | 0.9 | 0.9 | 0.9 | 0.9 | 0.9 | 0.9 | 0.9 | 0.9 | 0.9 | 0.9 | 0.9 | 0.9 | 0.9 | 0.9 | 0.1773 | 0.1773 | 0.1773
PrimarySchool_Kitchen_LIGHT_2010_SPEED | Lighting |  | Wkdy ¦ Default | 2014-07-01 | 2014-09-01 | Hourly | 0.1773 | 0.1773 | 0.1773 | 0.1773 | 0.1773 | 0.1773 | 0.1773 | 0.1773 | 0.5 | 0.5 | 0.5 | 0.5 | 0.5 | 0.5 | 0.5 | 0.5 | 0.5 | 0.5 | 0.5 | 0.5 | 0.1773 | 0.1773 | 0.1773 | 0.1773
PrimarySchool_Kitchen_LIGHT_2010_SPEED | Lighting |  | Wkdy ¦ Default | 2014-09-01 | 2014-12-31 | Hourly | 0.1773 | 0.1773 | 0.1773 | 0.1773 | 0.1773 | 0.1773 | 0.1773 | 0.9 | 0.9 | 0.9 | 0.9 | 0.9 | 0.9 | 0.9 | 0.9 | 0.9 | 0.9 | 0.9 | 0.9 | 0.9 | 0.9 | 0.1773 | 0.1773 | 0.1773
PrimarySchool_Kitchen_EQUIP_2010_SPEED | Equipment |  | WntrDsn | 2014-01-01 | 2014-12-31 | Constant | Hr 1: 0
PrimarySchool_Kitchen_EQUIP_2010_SPEED | Equipment |  | SmrDsn | 2014-01-01 | 2014-12-31 | Constant | bar: Hr 1
PrimarySchool_Kitchen_EQUIP_2010_SPEED | Equipment |  | Sun | 2014-01-01 | 2014-06-30 | Constant | Hr 1: 0.1
PrimarySchool_Kitchen_EQUIP_2010_SPEED | Equipment |  | Sun | 2014-07-01 | 2014-09-01 | Constant | Hr 1: 0.1
PrimarySchool_Kitchen_EQUIP_2010_SPEED | Equipment |  | Sun | 2014-09-01 | 2014-12-31 | Constant | Hr 1: 0.1
PrimarySchool_Kitchen_EQUIP_2010_SPEED | Equipment |  | Sat | 2014-01-01 | 2014-06-30 | Constant | Hr 1: 0.1
PrimarySchool_Kitchen_EQUIP_2010_SPEED | Equipment |  | Sat | 2014-07-01 | 2014-09-01 | Constant | Hr 1: 0.1
PrimarySchool_Kitchen_EQUIP_2010_SPEED | Equipment |  | Sat | 2014-09-01 | 2014-12-31 | Constant | Hr 1: 0.1
PrimarySchool_Kitchen_EQUIP_2010_SPEED | Equipment |  | Wkdy ¦ Default | 2014-01-01 | 2014-06-30 | Hourly | 0.1 | 0.1 | 0.1 | 0.1 | 0.1 | 0.1 | 0.1 | 0.1 | 0.15 | 0.15 | 0.25 | 0.25 | 0.25 | 0.15 | 0.15 | 0.1 | 0.1 | 0.1 | 0.1 | 0.1 | 0.1 | 0.1 | 0.1 | 0.1
PrimarySchool_Kitchen_EQUIP_2010_SPEED | Equipment |  | Wkdy ¦ Default | 2014-07-01 | 2014-09-01 | Hourly | 0.1 | 0.1 | 0.1 | 0.1 | 0.1 | 0.1 | 0.1 | 0.1 | 0.15 | 0.15 | 0.25 | 0.25 | 0.25 | 0.15 | 0.15 | 0.1 | 0.1 | 0.1 | 0.1 | 0.1 | 0.1 | 0.1 | 0.1 | 0.1
PrimarySchool_Kitchen_EQUIP_2010_SPEED | Equipment |  | Wkdy ¦ Default | 2014-09-01 | 2014-12-31 | Hourly | 0.1 | 0.1 | 0.1 | 0.1 | 0.1 | 0.1 | 0.1 | 0.1 | 0.15 | 0.15 | 0.25 | 0.25 | 0.25 | 0.15 | 0.15 | 0.1 | 0.1 | 0.1 | 0.1 | 0.1 | 0.1 | 0.1 | 0.1 | 0.1
PrimarySchool_Kitchen_LIGHT_2013_SPEED | Lighting |  | WntrDsn | 2014-01-01 | 2014-12-31 | Constant | Hr 1: 0
PrimarySchool_Kitchen_LIGHT_2013_SPEED | Lighting |  | SmrDsn | 2014-01-01 | 2014-12-31 | Constant | bar: Hr 1
PrimarySchool_Kitchen_LIGHT_2013_SPEED | Lighting |  | Sun | 2014-01-01 | 2014-06-30 | Constant | Hr 1: 0.1773
PrimarySchool_Kitchen_LIGHT_2013_SPEED | Lighting |  | Sun | 2014-07-01 | 2014-09-01 | Constant | Hr 1: 0.1773
PrimarySchool_Kitchen_LIGHT_2013_SPEED | Lighting |  | Sun | 2014-09-01 | 2014-12-31 | Constant | Hr 1: 0.1773
PrimarySchool_Kitchen_LIGHT_2013_SPEED | Lighting |  | Sat | 2014-01-01 | 2014-06-30 | Constant | Hr 1: 0.1773
PrimarySchool_Kitchen_LIGHT_2013_SPEED | Lighting |  | Sat | 2014-07-01 | 2014-09-01 | Constant | Hr 1: 0.1773
PrimarySchool_Kitchen_LIGHT_2013_SPEED | Lighting |  | Sat | 2014-09-01 | 2014-12-31 | Constant | Hr 1: 0.1773
PrimarySchool_Kitchen_LIGHT_2013_SPEED | Lighting |  | Wkdy ¦ Default | 2014-01-01 | 2014-06-30 | Hourly | 0.1773 | 0.1773 | 0.1773 | 0.1773 | 0.1773 | 0.1773 | 0.1773 | 0.9 | 0.9 | 0.9 | 0.9 | 0.9 | 0.9 | 0.9 | 0.9 | 0.9 | 0.9 | 0.9 | 0.9 | 0.9 | 0.9 | 0.1773 | 0.1773 | 0.1773
PrimarySchool_Kitchen_LIGHT_2013_SPEED | Lighting |  | Wkdy ¦ Default | 2014-07-01 | 2014-09-01 | Hourly | 0.1773 | 0.1773 | 0.1773 | 0.1773 | 0.1773 | 0.1773 | 0.1773 | 0.1773 | 0.5 | 0.5 | 0.5 | 0.5 | 0.5 | 0.5 | 0.5 | 0.5 | 0.5 | 0.5 | 0.5 | 0.5 | 0.1773 | 0.1773 | 0.1773 | 0.1773
PrimarySchool_Kitchen_LIGHT_2013_SPEED | Lighting |  | Wkdy ¦ Default | 2014-09-01 | 2014-12-31 | Hourly | 0.1773 | 0.1773 | 0.1773 | 0.1773 | 0.1773 | 0.1773 | 0.1773 | 0.9 | 0.9 | 0.9 | 0.9 | 0.9 | 0.9 | 0.9 | 0.9 | 0.9 | 0.9 | 0.9 | 0.9 | 0.9 | 0.9 | 0.1773 | 0.1773 | 0.1773
PrimarySchool_Kitchen_EQUIP_2013_SPEED | Equipment |  | WntrDsn | 2014-01-01 | 2014-12-31 | Constant | Hr 1: 0
PrimarySchool_Kitchen_EQUIP_2013_SPEED | Equipment |  | SmrDsn | 2014-01-01 | 2014-12-31 | Constant | bar: Hr 1
PrimarySchool_Kitchen_EQUIP_2013_SPEED | Equipment |  | Sun | 2014-01-01 | 2014-06-30 | Constant | Hr 1: 0.1
PrimarySchool_Kitchen_EQUIP_2013_SPEED | Equipment |  | Sun | 2014-07-01 | 2014-09-01 | Constant | Hr 1: 0.1
PrimarySchool_Kitchen_EQUIP_2013_SPEED | Equipment |  | Sun | 2014-09-01 | 2014-12-31 | Constant | Hr 1: 0.1
PrimarySchool_Kitchen_EQUIP_2013_SPEED | Equipment |  | Sat | 2014-01-01 | 2014-06-30 | Constant | Hr 1: 0.1
PrimarySchool_Kitchen_EQUIP_2013_SPEED | Equipment |  | Sat | 2014-07-01 | 2014-09-01 | Constant | Hr 1: 0.1
PrimarySchool_Kitchen_EQUIP_2013_SPEED | Equipment |  | Sat | 2014-09-01 | 2014-12-31 | Constant | Hr 1: 0.1
PrimarySchool_Kitchen_EQUIP_2013_SPEED | Equipment |  | Wkdy ¦ Default | 2014-01-01 | 2014-06-30 | Hourly | 0.1 | 0.1 | 0.1 | 0.1 | 0.1 | 0.1 | 0.1 | 0.1 | 0.15 | 0.15 | 0.25 | 0.25 | 0.25 | 0.15 | 0.15 | 0.1 | 0.1 | 0.1 | 0.1 | 0.1 | 0.1 | 0.1 | 0.1 | 0.1
PrimarySchool_Kitchen_EQUIP_2013_SPEED | Equipment |  | Wkdy ¦ Default | 2014-07-01 | 2014-09-01 | Hourly | 0.1 | 0.1 | 0.1 | 0.1 | 0.1 | 0.1 | 0.1 | 0.1 | 0.15 | 0.15 | 0.25 | 0.25 | 0.25 | 0.15 | 0.15 | 0.1 | 0.1 | 0.1 | 0.1 | 0.1 | 0.1 | 0.1 | 0.1 | 0.1
PrimarySchool_Kitchen_EQUIP_2013_SPEED | Equipment |  | Wkdy ¦ Default | 2014-09-01 | 2014-12-31 | Hourly | 0.1 | 0.1 | 0.1 | 0.1 | 0.1 | 0.1 | 0.1 | 0.1 | 0.15 | 0.15 | 0.25 | 0.25 | 0.25 | 0.15 | 0.15 | 0.1 | 0.1 | 0.1 | 0.1 | 0.1 | 0.1 | 0.1 | 0.1 | 0.1
PrimarySchool_Kitchen_INFIL_SPEED | Infiltration |  | WntrDsn | 2014-01-01 | 2014-12-31 | Constant | bar: Hr 1
PrimarySchool_Kitchen_INFIL_SPEED | Infiltration |  | SmrDsn | 2014-01-01 | 2014-12-31 | Constant | bar: Hr 1
PrimarySchool_Kitchen_INFIL_SPEED | Infiltration |  | Sun | 2014-01-01 | 2014-12-31 | Constant | bar: Hr 1
PrimarySchool_Kitchen_INFIL_SPEED | Infiltration |  | Sat | 2014-01-01 | 2014-12-31 | Constant | bar: Hr 1
PrimarySchool_Kitchen_INFIL_SPEED | Infiltration |  | Wkdy ¦ Default | 2014-01-01 | 2014-12-31 | Hourly | 1 | 1 | 1 | 1 | 1 | 1 | 1 | 1 | 0.5 | 0.5 | 0.5 | 0.5 | 0.5 | 0.5 | 0.5 | 0.5 | 0.5 | 0.5 | 0.5 | 0.5 | 0.5 | 1 | 1 | 1
PrimarySchool_Kitchen_ACTIVITY_SPEED | Activity | W | WntrDsn | 2014-01-01 | 2014-12-31 | Constant | Hr 1: 120
PrimarySchool_Kitchen_ACTIVITY_SPEED | Activity | W | SmrDsn | 2014-01-01 | 2014-12-31 | Constant | Hr 1: 120
PrimarySchool_Kitchen_ACTIVITY_SPEED | Activity | W | Sun | 2014-01-01 | 2014-12-31 | Constant | Hr 1: 120
PrimarySchool_Kitchen_ACTIVITY_SPEED | Activity | W | Sat | 2014-01-01 | 2014-12-31 | Constant | Hr 1: 120
PrimarySchool_Kitchen_ACTIVITY_SPEED | Activity | W | Wkdy ¦ Default | 2014-01-01 | 2014-12-31 | Constant | Hr 1: 120
PrimarySchool_Kitchen_OA_SPEED | OA Air |  | WntrDsn | 2014-01-01 | 2014-12-31 | Constant | bar: Hr 1
PrimarySchool_Kitchen_OA_SPEED | OA Air |  | SmrDsn | 2014-01-01 | 2014-12-31 | Constant | bar: Hr 1
PrimarySchool_Kitchen_OA_SPEED | OA Air |  | Sun | 2014-01-01 | 2014-12-31 | Constant | Hr 1: 0
PrimarySchool_Kitchen_OA_SPEED | OA Air |  | Sat | 2014-01-01 | 2014-12-31 | Constant | Hr 1: 0
PrimarySchool_Kitchen_OA_SPEED | OA Air |  | Wkdy ¦ Default | 2014-01-01 | 2014-06-15 | Hourly | 0 | 0 | 0 | 0 | 0 | 0 | 0 | 0 | 1 | 1 | 1 | 1 | 1 | 1 | 1 | 1 | 1 | 1 | 1 | 1 | 1 | 0 | 0 | 0
PrimarySchool_Kitchen_OA_SPEED | OA Air |  | Wkdy ¦ Default | 2014-06-16 | 2014-09-15 | Hourly | 0 | 0 | 0 | 0 | 0 | 0 | 0 | 0 | 1 | 1 | 1 | 1 | 1 | 1 | 1 | 1 | 1 | 1 | 1 | 1 | 1 | 0 | 0 | 0
PrimarySchool_Kitchen_OA_SPEED | OA Air |  | Wkdy ¦ Default | 2014-09-16 | 2014-12-31 | Hourly | 0 | 0 | 0 | 0 | 0 | 0 | 0 | 0 | 1 | 1 | 1 | 1 | 1 | 1 | 1 | 1 | 1 | 1 | 1 | 1 | 1 | 0 | 0 | 0
PrimarySchool_Cafeteria_CLGSETP_SPEED | Thermostat Setpoint | C | WntrDsn | 2014-01-01 | 2014-12-31 | Constant | Hr 1: 23.9
PrimarySchool_Cafeteria_CLGSETP_SPEED | Thermostat Setpoint | C | SmrDsn | 2014-01-01 | 2014-12-31 | Constant | Hr 1: 23.9
PrimarySchool_Cafeteria_CLGSETP_SPEED | Thermostat Setpoint | C | Sun | 2014-01-01 | 2014-12-31 | Constant | Hr 1: 25.6
PrimarySchool_Cafeteria_CLGSETP_SPEED | Thermostat Setpoint | C | Sat | 2014-01-01 | 2014-12-31 | Constant | Hr 1: 25.6
PrimarySchool_Cafeteria_CLGSETP_SPEED | Thermostat Setpoint | C | Wkdy ¦ Default | 2014-01-01 | 2014-06-15 | Hourly | 25.6 | 25.6 | 25.6 | 25.6 | 25.6 | 25.6 | 25.6 | 25.6 | 25.6 | 23.9 | 23.9 | 23.9 | 23.9 | 23.9 | 23.9 | 23.9 | 23.9 | 23.9 | 23.9 | 23.9 | 25.6 | 25.6 | 25.6 | 25.6
PrimarySchool_Cafeteria_CLGSETP_SPEED | Thermostat Setpoint | C | Wkdy ¦ Default | 2014-06-16 | 2014-09-15 | Hourly | 25.6 | 25.6 | 25.6 | 25.6 | 25.6 | 25.6 | 25.6 | 25.6 | 25.6 | 23.9 | 23.9 | 23.9 | 23.9 | 23.9 | 23.9 | 23.9 | 23.9 | 23.9 | 23.9 | 25.6 | 25.6 | 25.6 | 25.6 | 25.6
PrimarySchool_Cafeteria_CLGSETP_SPEED | Thermostat Setpoint | C | Wkdy ¦ Default | 2014-09-16 | 2014-12-31 | Hourly | 25.6 | 25.6 | 25.6 | 25.6 | 25.6 | 25.6 | 25.6 | 25.6 | 25.6 | 23.9 | 23.9 | 23.9 | 23.9 | 23.9 | 23.9 | 23.9 | 23.9 | 23.9 | 23.9 | 23.9 | 25.6 | 25.6 | 25.6 | 25.6
PrimarySchool_Cafeteria_HTGSETP_SPEED | Thermostat Setpoint | C | WntrDsn | 2014-01-01 | 2014-12-31 | Constant | Hr 1: 21.1
PrimarySchool_Cafeteria_HTGSETP_SPEED | Thermostat Setpoint | C | SmrDsn | 2014-01-01 | 2014-12-31 | Constant | Hr 1: 21.1
PrimarySchool_Cafeteria_HTGSETP_SPEED | Thermostat Setpoint | C | Sun | 2014-01-01 | 2014-12-31 | Constant | Hr 1: 19.4
PrimarySchool_Cafeteria_HTGSETP_SPEED | Thermostat Setpoint | C | Sat | 2014-01-01 | 2014-12-31 | Constant | Hr 1: 19.4
PrimarySchool_Cafeteria_HTGSETP_SPEED | Thermostat Setpoint | C | Wkdy ¦ Default | 2014-01-01 | 2014-06-15 | Hourly | 19.4 | 19.4 | 19.4 | 19.4 | 19.4 | 19.4 | 19.4 | 19.4 | 19.4 | 21.1 | 21.1 | 21.1 | 21.1 | 21.1 | 21.1 | 21.1 | 21.1 | 21.1 | 21.1 | 21.1 | 19.4 | 19.4 | 19.4 | 19.4
PrimarySchool_Cafeteria_HTGSETP_SPEED | Thermostat Setpoint | C | Wkdy ¦ Default | 2014-06-16 | 2014-09-15 | Hourly | 19.4 | 19.4 | 19.4 | 19.4 | 19.4 | 19.4 | 19.4 | 19.4 | 19.4 | 21.1 | 21.1 | 21.1 | 21.1 | 21.1 | 21.1 | 21.1 | 21.1 | 21.1 | 21.1 | 19.4 | 19.4 | 19.4 | 19.4 | 19.4
PrimarySchool_Cafeteria_HTGSETP_SPEED | Thermostat Setpoint | C | Wkdy ¦ Default | 2014-09-16 | 2014-12-31 | Hourly | 19.4 | 19.4 | 19.4 | 19.4 | 19.4 | 19.4 | 19.4 | 19.4 | 19.4 | 21.1 | 21.1 | 21.1 | 21.1 | 21.1 | 21.1 | 21.1 | 21.1 | 21.1 | 21.1 | 21.1 | 19.4 | 19.4 | 19.4 | 19.4
PrimarySchool_Cafeteria_OCC_SPEED | Occupancy |  | WntrDsn | 2014-01-01 | 2014-12-31 | Constant | Hr 1: 0
PrimarySchool_Cafeteria_OCC_SPEED | Occupancy |  | SmrDsn | 2014-01-01 | 2014-12-31 | Constant | bar: Hr 1
PrimarySchool_Cafeteria_OCC_SPEED | Occupancy |  | Sun | 2014-01-01 | 2014-12-31 | Constant | Hr 1: 0
PrimarySchool_Cafeteria_OCC_SPEED | Occupancy |  | Sat | 2014-01-01 | 2014-12-31 | Constant | Hr 1: 0
PrimarySchool_Cafeteria_OCC_SPEED | Occupancy |  | Wkdy ¦ Default | 2014-01-01 | 2014-06-30 | Hourly | 0 | 0 | 0 | 0 | 0 | 0 | 0 | 0 | 0 | 0.95 | 0.95 | 0.95 | 0.95 | 0.95 | 0.95 | 0.35 | 0.35 | 0.35 | 0.35 | 0.35 | 0 | 0 | 0 | 0
PrimarySchool_Cafeteria_OCC_SPEED | Occupancy |  | Wkdy ¦ Default | 2014-07-01 | 2014-09-01 | Hourly | 0 | 0 | 0 | 0 | 0 | 0 | 0 | 0 | 0 | 0.15 | 0.15 | 0.15 | 0.15 | 0.15 | 0.15 | 0.15 | 0.15 | 0.35 | 0.35 | 0 | 0 | 0 | 0 | 0
PrimarySchool_Cafeteria_OCC_SPEED | Occupancy |  | Wkdy ¦ Default | 2014-09-01 | 2014-12-31 | Hourly | 0 | 0 | 0 | 0 | 0 | 0 | 0 | 0 | 0 | 0.95 | 0.95 | 0.95 | 0.95 | 0.95 | 0.95 | 0.35 | 0.35 | 0.35 | 0.35 | 0.35 | 0 | 0 | 0 | 0
PrimarySchool_Cafeteria_LIGHT_2007_SPEED | Lighting |  | WntrDsn | 2014-01-01 | 2014-12-31 | Constant | Hr 1: 0
PrimarySchool_Cafeteria_LIGHT_2007_SPEED | Lighting |  | SmrDsn | 2014-01-01 | 2014-12-31 | Constant | bar: Hr 1
PrimarySchool_Cafeteria_LIGHT_2007_SPEED | Lighting |  | Sun | 2014-01-01 | 2014-06-30 | Constant | Hr 1: 0.1773
PrimarySchool_Cafeteria_LIGHT_2007_SPEED | Lighting |  | Sun | 2014-07-01 | 2014-09-01 | Constant | Hr 1: 0.1773
PrimarySchool_Cafeteria_LIGHT_2007_SPEED | Lighting |  | Sun | 2014-09-01 | 2014-12-31 | Constant | Hr 1: 0.1773
PrimarySchool_Cafeteria_LIGHT_2007_SPEED | Lighting |  | Sat | 2014-01-01 | 2014-06-30 | Constant | Hr 1: 0.1773
PrimarySchool_Cafeteria_LIGHT_2007_SPEED | Lighting |  | Sat | 2014-07-01 | 2014-09-01 | Constant | Hr 1: 0.1773
PrimarySchool_Cafeteria_LIGHT_2007_SPEED | Lighting |  | Sat | 2014-09-01 | 2014-12-31 | Constant | Hr 1: 0.1773
PrimarySchool_Cafeteria_LIGHT_2007_SPEED | Lighting |  | Wkdy ¦ Default | 2014-01-01 | 2014-06-30 | Hourly | 0.1773 | 0.1773 | 0.1773 | 0.1773 | 0.1773 | 0.1773 | 0.1773 | 0.9 | 0.9 | 0.9 | 0.9 | 0.9 | 0.9 | 0.9 | 0.9 | 0.9 | 0.9 | 0.9 | 0.9 | 0.9 | 0.9 | 0.1773 | 0.1773 | 0.1773
PrimarySchool_Cafeteria_LIGHT_2007_SPEED | Lighting |  | Wkdy ¦ Default | 2014-07-01 | 2014-09-01 | Hourly | 0.1773 | 0.1773 | 0.1773 | 0.1773 | 0.1773 | 0.1773 | 0.1773 | 0.1773 | 0.5 | 0.5 | 0.5 | 0.5 | 0.5 | 0.5 | 0.5 | 0.5 | 0.5 | 0.5 | 0.5 | 0.5 | 0.1773 | 0.1773 | 0.1773 | 0.1773
PrimarySchool_Cafeteria_LIGHT_2007_SPEED | Lighting |  | Wkdy ¦ Default | 2014-09-01 | 2014-12-31 | Hourly | 0.1773 | 0.1773 | 0.1773 | 0.1773 | 0.1773 | 0.1773 | 0.1773 | 0.9 | 0.9 | 0.9 | 0.9 | 0.9 | 0.9 | 0.9 | 0.9 | 0.9 | 0.9 | 0.9 | 0.9 | 0.9 | 0.9 | 0.1773 | 0.1773 | 0.1773
PrimarySchool_Cafeteria_EQUIP_2007_SPEED | Equipment |  | WntrDsn | 2014-01-01 | 2014-12-31 | Constant | Hr 1: 0
PrimarySchool_Cafeteria_EQUIP_2007_SPEED | Equipment |  | SmrDsn | 2014-01-01 | 2014-12-31 | Constant | bar: Hr 1
PrimarySchool_Cafeteria_EQUIP_2007_SPEED | Equipment |  | Sun | 2014-01-01 | 2014-06-30 | Constant | Hr 1: 0.1
PrimarySchool_Cafeteria_EQUIP_2007_SPEED | Equipment |  | Sun | 2014-07-01 | 2014-09-01 | Constant | Hr 1: 0.1
PrimarySchool_Cafeteria_EQUIP_2007_SPEED | Equipment |  | Sun | 2014-09-01 | 2014-12-31 | Constant | Hr 1: 0.1
PrimarySchool_Cafeteria_EQUIP_2007_SPEED | Equipment |  | Sat | 2014-01-01 | 2014-06-30 | Constant | Hr 1: 0.1
PrimarySchool_Cafeteria_EQUIP_2007_SPEED | Equipment |  | Sat | 2014-07-01 | 2014-09-01 | Constant | Hr 1: 0.1
PrimarySchool_Cafeteria_EQUIP_2007_SPEED | Equipment |  | Sat | 2014-09-01 | 2014-12-31 | Constant | Hr 1: 0.1
PrimarySchool_Cafeteria_EQUIP_2007_SPEED | Equipment |  | Wkdy ¦ Default | 2014-01-01 | 2014-06-30 | Hourly | 0.1 | 0.1 | 0.1 | 0.1 | 0.1 | 0.1 | 0.1 | 0.1 | 0.15 | 0.15 | 0.25 | 0.25 | 0.25 | 0.15 | 0.15 | 0.1 | 0.1 | 0.1 | 0.1 | 0.1 | 0.1 | 0.1 | 0.1 | 0.1
PrimarySchool_Cafeteria_EQUIP_2007_SPEED | Equipment |  | Wkdy ¦ Default | 2014-07-01 | 2014-09-01 | Hourly | 0.1 | 0.1 | 0.1 | 0.1 | 0.1 | 0.1 | 0.1 | 0.1 | 0.15 | 0.15 | 0.25 | 0.25 | 0.25 | 0.15 | 0.15 | 0.1 | 0.1 | 0.1 | 0.1 | 0.1 | 0.1 | 0.1 | 0.1 | 0.1
PrimarySchool_Cafeteria_EQUIP_2007_SPEED | Equipment |  | Wkdy ¦ Default | 2014-09-01 | 2014-12-31 | Hourly | 0.1 | 0.1 | 0.1 | 0.1 | 0.1 | 0.1 | 0.1 | 0.1 | 0.15 | 0.15 | 0.25 | 0.25 | 0.25 | 0.15 | 0.15 | 0.1 | 0.1 | 0.1 | 0.1 | 0.1 | 0.1 | 0.1 | 0.1 | 0.1
PrimarySchool_Cafeteria_LIGHT_2010_SPEED | Lighting |  | WntrDsn | 2014-01-01 | 2014-12-31 | Constant | Hr 1: 0
PrimarySchool_Cafeteria_LIGHT_2010_SPEED | Lighting |  | SmrDsn | 2014-01-01 | 2014-12-31 | Constant | bar: Hr 1
PrimarySchool_Cafeteria_LIGHT_2010_SPEED | Lighting |  | Sun | 2014-01-01 | 2014-06-30 | Constant | Hr 1: 0.1773
PrimarySchool_Cafeteria_LIGHT_2010_SPEED | Lighting |  | Sun | 2014-07-01 | 2014-09-01 | Constant | Hr 1: 0.1773
PrimarySchool_Cafeteria_LIGHT_2010_SPEED | Lighting |  | Sun | 2014-09-01 | 2014-12-31 | Constant | Hr 1: 0.1773
PrimarySchool_Cafeteria_LIGHT_2010_SPEED | Lighting |  | Sat | 2014-01-01 | 2014-06-30 | Constant | Hr 1: 0.1773
PrimarySchool_Cafeteria_LIGHT_2010_SPEED | Lighting |  | Sat | 2014-07-01 | 2014-09-01 | Constant | Hr 1: 0.1773
PrimarySchool_Cafeteria_LIGHT_2010_SPEED | Lighting |  | Sat | 2014-09-01 | 2014-12-31 | Constant | Hr 1: 0.1773
PrimarySchool_Cafeteria_LIGHT_2010_SPEED | Lighting |  | Wkdy ¦ Default | 2014-01-01 | 2014-06-30 | Hourly | 0.1773 | 0.1773 | 0.1773 | 0.1773 | 0.1773 | 0.1773 | 0.1773 | 0.9 | 0.9 | 0.9 | 0.9 | 0.9 | 0.9 | 0.9 | 0.9 | 0.9 | 0.9 | 0.9 | 0.9 | 0.9 | 0.9 | 0.1773 | 0.1773 | 0.1773
PrimarySchool_Cafeteria_LIGHT_2010_SPEED | Lighting |  | Wkdy ¦ Default | 2014-07-01 | 2014-09-01 | Hourly | 0.1773 | 0.1773 | 0.1773 | 0.1773 | 0.1773 | 0.1773 | 0.1773 | 0.1773 | 0.5 | 0.5 | 0.5 | 0.5 | 0.5 | 0.5 | 0.5 | 0.5 | 0.5 | 0.5 | 0.5 | 0.5 | 0.1773 | 0.1773 | 0.1773 | 0.1773
PrimarySchool_Cafeteria_LIGHT_2010_SPEED | Lighting |  | Wkdy ¦ Default | 2014-09-01 | 2014-12-31 | Hourly | 0.1773 | 0.1773 | 0.1773 | 0.1773 | 0.1773 | 0.1773 | 0.1773 | 0.9 | 0.9 | 0.9 | 0.9 | 0.9 | 0.9 | 0.9 | 0.9 | 0.9 | 0.9 | 0.9 | 0.9 | 0.9 | 0.9 | 0.1773 | 0.1773 | 0.1773
PrimarySchool_Cafeteria_EQUIP_2010_SPEED | Equipment |  | WntrDsn | 2014-01-01 | 2014-12-31 | Constant | Hr 1: 0
PrimarySchool_Cafeteria_EQUIP_2010_SPEED | Equipment |  | SmrDsn | 2014-01-01 | 2014-12-31 | Constant | bar: Hr 1
PrimarySchool_Cafeteria_EQUIP_2010_SPEED | Equipment |  | Sun | 2014-01-01 | 2014-06-30 | Constant | Hr 1: 0.1
PrimarySchool_Cafeteria_EQUIP_2010_SPEED | Equipment |  | Sun | 2014-07-01 | 2014-09-01 | Constant | Hr 1: 0.1
PrimarySchool_Cafeteria_EQUIP_2010_SPEED | Equipment |  | Sun | 2014-09-01 | 2014-12-31 | Constant | Hr 1: 0.1
PrimarySchool_Cafeteria_EQUIP_2010_SPEED | Equipment |  | Sat | 2014-01-01 | 2014-06-30 | Constant | Hr 1: 0.1
PrimarySchool_Cafeteria_EQUIP_2010_SPEED | Equipment |  | Sat | 2014-07-01 | 2014-09-01 | Constant | Hr 1: 0.1
PrimarySchool_Cafeteria_EQUIP_2010_SPEED | Equipment |  | Sat | 2014-09-01 | 2014-12-31 | Constant | Hr 1: 0.1
PrimarySchool_Cafeteria_EQUIP_2010_SPEED | Equipment |  | Wkdy ¦ Default | 2014-01-01 | 2014-06-30 | Hourly | 0.1 | 0.1 | 0.1 | 0.1 | 0.1 | 0.1 | 0.1 | 0.1 | 0.15 | 0.15 | 0.25 | 0.25 | 0.25 | 0.15 | 0.15 | 0.1 | 0.1 | 0.1 | 0.1 | 0.1 | 0.1 | 0.1 | 0.1 | 0.1
PrimarySchool_Cafeteria_EQUIP_2010_SPEED | Equipment |  | Wkdy ¦ Default | 2014-07-01 | 2014-09-01 | Hourly | 0.1 | 0.1 | 0.1 | 0.1 | 0.1 | 0.1 | 0.1 | 0.1 | 0.15 | 0.15 | 0.25 | 0.25 | 0.25 | 0.15 | 0.15 | 0.1 | 0.1 | 0.1 | 0.1 | 0.1 | 0.1 | 0.1 | 0.1 | 0.1
PrimarySchool_Cafeteria_EQUIP_2010_SPEED | Equipment |  | Wkdy ¦ Default | 2014-09-01 | 2014-12-31 | Hourly | 0.1 | 0.1 | 0.1 | 0.1 | 0.1 | 0.1 | 0.1 | 0.1 | 0.15 | 0.15 | 0.25 | 0.25 | 0.25 | 0.15 | 0.15 | 0.1 | 0.1 | 0.1 | 0.1 | 0.1 | 0.1 | 0.1 | 0.1 | 0.1
PrimarySchool_Cafeteria_LIGHT_2013_SPEED | Lighting |  | WntrDsn | 2014-01-01 | 2014-12-31 | Constant | Hr 1: 0
PrimarySchool_Cafeteria_LIGHT_2013_SPEED | Lighting |  | SmrDsn | 2014-01-01 | 2014-12-31 | Constant | bar: Hr 1
PrimarySchool_Cafeteria_LIGHT_2013_SPEED | Lighting |  | Sun | 2014-01-01 | 2014-06-30 | Constant | Hr 1: 0.1773
PrimarySchool_Cafeteria_LIGHT_2013_SPEED | Lighting |  | Sun | 2014-07-01 | 2014-09-01 | Constant | Hr 1: 0.1773
PrimarySchool_Cafeteria_LIGHT_2013_SPEED | Lighting |  | Sun | 2014-09-01 | 2014-12-31 | Constant | Hr 1: 0.1773
PrimarySchool_Cafeteria_LIGHT_2013_SPEED | Lighting |  | Sat | 2014-01-01 | 2014-06-30 | Constant | Hr 1: 0.1773
PrimarySchool_Cafeteria_LIGHT_2013_SPEED | Lighting |  | Sat | 2014-07-01 | 2014-09-01 | Constant | Hr 1: 0.1773
PrimarySchool_Cafeteria_LIGHT_2013_SPEED | Lighting |  | Sat | 2014-09-01 | 2014-12-31 | Constant | Hr 1: 0.1773
PrimarySchool_Cafeteria_LIGHT_2013_SPEED | Lighting |  | Wkdy ¦ Default | 2014-01-01 | 2014-06-30 | Hourly | 0.1773 | 0.1773 | 0.1773 | 0.1773 | 0.1773 | 0.1773 | 0.1773 | 0.9 | 0.9 | 0.9 | 0.9 | 0.9 | 0.9 | 0.9 | 0.9 | 0.9 | 0.9 | 0.9 | 0.9 | 0.9 | 0.9 | 0.1773 | 0.1773 | 0.1773
PrimarySchool_Cafeteria_LIGHT_2013_SPEED | Lighting |  | Wkdy ¦ Default | 2014-07-01 | 2014-09-01 | Hourly | 0.1773 | 0.1773 | 0.1773 | 0.1773 | 0.1773 | 0.1773 | 0.1773 | 0.1773 | 0.5 | 0.5 | 0.5 | 0.5 | 0.5 | 0.5 | 0.5 | 0.5 | 0.5 | 0.5 | 0.5 | 0.5 | 0.1773 | 0.1773 | 0.1773 | 0.1773
PrimarySchool_Cafeteria_LIGHT_2013_SPEED | Lighting |  | Wkdy ¦ Default | 2014-09-01 | 2014-12-31 | Hourly | 0.1773 | 0.1773 | 0.1773 | 0.1773 | 0.1773 | 0.1773 | 0.1773 | 0.9 | 0.9 | 0.9 | 0.9 | 0.9 | 0.9 | 0.9 | 0.9 | 0.9 | 0.9 | 0.9 | 0.9 | 0.9 | 0.9 | 0.1773 | 0.1773 | 0.1773
PrimarySchool_Cafeteria_EQUIP_2013_SPEED | Equipment |  | WntrDsn | 2014-01-01 | 2014-12-31 | Constant | Hr 1: 0
PrimarySchool_Cafeteria_EQUIP_2013_SPEED | Equipment |  | SmrDsn | 2014-01-01 | 2014-12-31 | Constant | bar: Hr 1
PrimarySchool_Cafeteria_EQUIP_2013_SPEED | Equipment |  | Sun | 2014-01-01 | 2014-06-30 | Constant | Hr 1: 0.1
PrimarySchool_Cafeteria_EQUIP_2013_SPEED | Equipment |  | Sun | 2014-07-01 | 2014-09-01 | Constant | Hr 1: 0.1
PrimarySchool_Cafeteria_EQUIP_2013_SPEED | Equipment |  | Sun | 2014-09-01 | 2014-12-31 | Constant | Hr 1: 0.1
PrimarySchool_Cafeteria_EQUIP_2013_SPEED | Equipment |  | Sat | 2014-01-01 | 2014-06-30 | Constant | Hr 1: 0.1
PrimarySchool_Cafeteria_EQUIP_2013_SPEED | Equipment |  | Sat | 2014-07-01 | 2014-09-01 | Constant | Hr 1: 0.1
PrimarySchool_Cafeteria_EQUIP_2013_SPEED | Equipment |  | Sat | 2014-09-01 | 2014-12-31 | Constant | Hr 1: 0.1
PrimarySchool_Cafeteria_EQUIP_2013_SPEED | Equipment |  | Wkdy ¦ Default | 2014-01-01 | 2014-06-30 | Hourly | 0.1 | 0.1 | 0.1 | 0.1 | 0.1 | 0.1 | 0.1 | 0.1 | 0.15 | 0.15 | 0.25 | 0.25 | 0.25 | 0.15 | 0.15 | 0.1 | 0.1 | 0.1 | 0.1 | 0.1 | 0.1 | 0.1 | 0.1 | 0.1
PrimarySchool_Cafeteria_EQUIP_2013_SPEED | Equipment |  | Wkdy ¦ Default | 2014-07-01 | 2014-09-01 | Hourly | 0.1 | 0.1 | 0.1 | 0.1 | 0.1 | 0.1 | 0.1 | 0.1 | 0.15 | 0.15 | 0.25 | 0.25 | 0.25 | 0.15 | 0.15 | 0.1 | 0.1 | 0.1 | 0.1 | 0.1 | 0.1 | 0.1 | 0.1 | 0.1
PrimarySchool_Cafeteria_EQUIP_2013_SPEED | Equipment |  | Wkdy ¦ Default | 2014-09-01 | 2014-12-31 | Hourly | 0.1 | 0.1 | 0.1 | 0.1 | 0.1 | 0.1 | 0.1 | 0.1 | 0.15 | 0.15 | 0.25 | 0.25 | 0.25 | 0.15 | 0.15 | 0.1 | 0.1 | 0.1 | 0.1 | 0.1 | 0.1 | 0.1 | 0.1 | 0.1
PrimarySchool_Cafeteria_INFIL_SPEED | Infiltration |  | WntrDsn | 2014-01-01 | 2014-12-31 | Constant | bar: Hr 1
PrimarySchool_Cafeteria_INFIL_SPEED | Infiltration |  | SmrDsn | 2014-01-01 | 2014-12-31 | Constant | bar: Hr 1
PrimarySchool_Cafeteria_INFIL_SPEED | Infiltration |  | Sun | 2014-01-01 | 2014-12-31 | Constant | bar: Hr 1
PrimarySchool_Cafeteria_INFIL_SPEED | Infiltration |  | Sat | 2014-01-01 | 2014-12-31 | Constant | bar: Hr 1
PrimarySchool_Cafeteria_INFIL_SPEED | Infiltration |  | Wkdy ¦ Default | 2014-01-01 | 2014-06-15 | Hourly | 1 | 1 | 1 | 1 | 1 | 1 | 1 | 1 | 1 | 0.5 | 0.5 | 0.5 | 0.5 | 0.5 | 0.5 | 0.5 | 0.5 | 0.5 | 0.5 | 0.5 | 1 | 1 | 1 | 1
PrimarySchool_Cafeteria_INFIL_SPEED | Infiltration |  | Wkdy ¦ Default | 2014-06-16 | 2014-09-15 | Hourly | 1 | 1 | 1 | 1 | 1 | 1 | 1 | 1 | 1 | 0.5 | 0.5 | 0.5 | 0.5 | 0.5 | 0.5 | 0.5 | 0.5 | 0.5 | 0.5 | 1 | 1 | 1 | 1 | 1
PrimarySchool_Cafeteria_INFIL_SPEED | Infiltration |  | Wkdy ¦ Default | 2014-09-16 | 2014-12-31 | Hourly | 1 | 1 | 1 | 1 | 1 | 1 | 1 | 1 | 1 | 0.5 | 0.5 | 0.5 | 0.5 | 0.5 | 0.5 | 0.5 | 0.5 | 0.5 | 0.5 | 0.5 | 1 | 1 | 1 | 1
PrimarySchool_Cafeteria_ACTIVITY_SPEED | Activity | W | WntrDsn | 2014-01-01 | 2014-12-31 | Constant | Hr 1: 120
PrimarySchool_Cafeteria_ACTIVITY_SPEED | Activity | W | SmrDsn | 2014-01-01 | 2014-12-31 | Constant | Hr 1: 120
PrimarySchool_Cafeteria_ACTIVITY_SPEED | Activity | W | Sun | 2014-01-01 | 2014-12-31 | Constant | Hr 1: 120
PrimarySchool_Cafeteria_ACTIVITY_SPEED | Activity | W | Sat | 2014-01-01 | 2014-12-31 | Constant | Hr 1: 120
PrimarySchool_Cafeteria_ACTIVITY_SPEED | Activity | W | Wkdy ¦ Default | 2014-01-01 | 2014-12-31 | Constant | Hr 1: 120
PrimarySchool_Cafeteria_OA_SPEED | OA Air |  | WntrDsn | 2014-01-01 | 2014-12-31 | Constant | bar: Hr 1
PrimarySchool_Cafeteria_OA_SPEED | OA Air |  | SmrDsn | 2014-01-01 | 2014-12-31 | Constant | bar: Hr 1
PrimarySchool_Cafeteria_OA_SPEED | OA Air |  | Sun | 2014-01-01 | 2014-12-31 | Constant | Hr 1: 0
PrimarySchool_Cafeteria_OA_SPEED | OA Air |  | Sat | 2014-01-01 | 2014-12-31 | Constant | Hr 1: 0
PrimarySchool_Cafeteria_OA_SPEED | OA Air |  | Wkdy ¦ Default | 2014-01-01 | 2014-06-15 | Hourly | 0 | 0 | 0 | 0 | 0 | 0 | 0 | 0 | 0 | 1 | 1 | 1 | 1 | 1 | 1 | 1 | 1 | 1 | 1 | 1 | 0 | 0 | 0 | 0
PrimarySchool_Cafeteria_OA_SPEED | OA Air |  | Wkdy ¦ Default | 2014-06-16 | 2014-09-15 | Hourly | 0 | 0 | 0 | 0 | 0 | 0 | 0 | 0 | 0 | 1 | 1 | 1 | 1 | 1 | 1 | 1 | 1 | 1 | 1 | 0 | 0 | 0 | 0 | 0
PrimarySchool_Cafeteria_OA_SPEED | OA Air |  | Wkdy ¦ Default | 2014-09-16 | 2014-12-31 | Hourly | 0 | 0 | 0 | 0 | 0 | 0 | 0 | 0 | 0 | 1 | 1 | 1 | 1 | 1 | 1 | 1 | 1 | 1 | 1 | 1 | 0 | 0 | 0 | 0
PrimarySchool_Office_CLGSETP_SPEED | Thermostat Setpoint | C | WntrDsn | 2014-01-01 | 2014-12-31 | Constant | Hr 1: 23.9
PrimarySchool_Office_CLGSETP_SPEED | Thermostat Setpoint | C | SmrDsn | 2014-01-01 | 2014-12-31 | Constant | Hr 1: 23.9
PrimarySchool_Office_CLGSETP_SPEED | Thermostat Setpoint | C | Sun | 2014-01-01 | 2014-12-31 | Constant | Hr 1: 25.6
PrimarySchool_Office_CLGSETP_SPEED | Thermostat Setpoint | C | Sat | 2014-01-01 | 2014-12-31 | Constant | Hr 1: 25.6
PrimarySchool_Office_CLGSETP_SPEED | Thermostat Setpoint | C | Wkdy ¦ Default | 2014-01-01 | 2014-06-15 | Hourly | 25.6 | 25.6 | 25.6 | 25.6 | 25.6 | 25.6 | 25.6 | 25.6 | 23.9 | 23.9 | 23.9 | 23.9 | 23.9 | 23.9 | 23.9 | 23.9 | 23.9 | 23.9 | 23.9 | 23.9 | 23.9 | 25.6 | 25.6 | 25.6
PrimarySchool_Office_CLGSETP_SPEED | Thermostat Setpoint | C | Wkdy ¦ Default | 2014-06-16 | 2014-09-15 | Hourly | 25.6 | 25.6 | 25.6 | 25.6 | 25.6 | 25.6 | 25.6 | 25.6 | 23.9 | 23.9 | 23.9 | 23.9 | 23.9 | 23.9 | 23.9 | 23.9 | 23.9 | 23.9 | 23.9 | 23.9 | 23.9 | 25.6 | 25.6 | 25.6
PrimarySchool_Office_CLGSETP_SPEED | Thermostat Setpoint | C | Wkdy ¦ Default | 2014-09-16 | 2014-12-31 | Hourly | 25.6 | 25.6 | 25.6 | 25.6 | 25.6 | 25.6 | 25.6 | 25.6 | 23.9 | 23.9 | 23.9 | 23.9 | 23.9 | 23.9 | 23.9 | 23.9 | 23.9 | 23.9 | 23.9 | 23.9 | 23.9 | 25.6 | 25.6 | 25.6
PrimarySchool_Office_HTGSETP_SPEED | Thermostat Setpoint | C | WntrDsn | 2014-01-01 | 2014-12-31 | Constant | Hr 1: 21.1
PrimarySchool_Office_HTGSETP_SPEED | Thermostat Setpoint | C | SmrDsn | 2014-01-01 | 2014-12-31 | Constant | Hr 1: 21.1
PrimarySchool_Office_HTGSETP_SPEED | Thermostat Setpoint | C | Sun | 2014-01-01 | 2014-12-31 | Constant | Hr 1: 19.4
PrimarySchool_Office_HTGSETP_SPEED | Thermostat Setpoint | C | Sat | 2014-01-01 | 2014-12-31 | Constant | Hr 1: 19.4
PrimarySchool_Office_HTGSETP_SPEED | Thermostat Setpoint | C | Wkdy ¦ Default | 2014-01-01 | 2014-06-15 | Hourly | 19.4 | 19.4 | 19.4 | 19.4 | 19.4 | 19.4 | 19.4 | 19.4 | 21.1 | 21.1 | 21.1 | 21.1 | 21.1 | 21.1 | 21.1 | 21.1 | 21.1 | 21.1 | 21.1 | 21.1 | 21.1 | 19.4 | 19.4 | 19.4
PrimarySchool_Office_HTGSETP_SPEED | Thermostat Setpoint | C | Wkdy ¦ Default | 2014-06-16 | 2014-09-15 | Hourly | 19.4 | 19.4 | 19.4 | 19.4 | 19.4 | 19.4 | 19.4 | 19.4 | 21.1 | 21.1 | 21.1 | 21.1 | 21.1 | 21.1 | 21.1 | 21.1 | 21.1 | 21.1 | 21.1 | 21.1 | 21.1 | 19.4 | 19.4 | 19.4
PrimarySchool_Office_HTGSETP_SPEED | Thermostat Setpoint | C | Wkdy ¦ Default | 2014-09-16 | 2014-12-31 | Hourly | 19.4 | 19.4 | 19.4 | 19.4 | 19.4 | 19.4 | 19.4 | 19.4 | 21.1 | 21.1 | 21.1 | 21.1 | 21.1 | 21.1 | 21.1 | 21.1 | 21.1 | 21.1 | 21.1 | 21.1 | 21.1 | 19.4 | 19.4 | 19.4
PrimarySchool_Office_OCC_SPEED | Occupancy |  | WntrDsn | 2014-01-01 | 2014-12-31 | Constant | Hr 1: 0
PrimarySchool_Office_OCC_SPEED | Occupancy |  | SmrDsn | 2014-01-01 | 2014-12-31 | Constant | bar: Hr 1
PrimarySchool_Office_OCC_SPEED | Occupancy |  | Sun | 2014-01-01 | 2014-12-31 | Constant | Hr 1: 0
PrimarySchool_Office_OCC_SPEED | Occupancy |  | Sat | 2014-01-01 | 2014-12-31 | Constant | Hr 1: 0
PrimarySchool_Office_OCC_SPEED | Occupancy |  | Wkdy ¦ Default | 2014-01-01 | 2014-06-30 | Hourly | 0 | 0 | 0 | 0 | 0 | 0 | 0 | 0 | 0.95 | 0.95 | 0.95 | 0.95 | 0.95 | 0.95 | 0.95 | 0.95 | 0.95 | 0.15 | 0.15 | 0.15 | 0.15 | 0 | 0 | 0
PrimarySchool_Office_OCC_SPEED | Occupancy |  | Wkdy ¦ Default | 2014-07-01 | 2014-09-01 | Hourly | 0 | 0 | 0 | 0 | 0 | 0 | 0 | 0 | 0.5 | 0.5 | 0.5 | 0.5 | 0.5 | 0.5 | 0.5 | 0.5 | 0.5 | 0.15 | 0.15 | 0.15 | 0.15 | 0 | 0 | 0
PrimarySchool_Office_OCC_SPEED | Occupancy |  | Wkdy ¦ Default | 2014-09-01 | 2014-12-31 | Hourly | 0 | 0 | 0 | 0 | 0 | 0 | 0 | 0 | 0.95 | 0.95 | 0.95 | 0.95 | 0.95 | 0.95 | 0.95 | 0.95 | 0.95 | 0.15 | 0.15 | 0.15 | 0.15 | 0 | 0 | 0
PrimarySchool_Office_LIGHT_2007_SPEED | Lighting |  | WntrDsn | 2014-01-01 | 2014-12-31 | Constant | Hr 1: 0
PrimarySchool_Office_LIGHT_2007_SPEED | Lighting |  | SmrDsn | 2014-01-01 | 2014-12-31 | Constant | bar: Hr 1
PrimarySchool_Office_LIGHT_2007_SPEED | Lighting |  | Sun | 2014-01-01 | 2014-06-30 | Constant | Hr 1: 0.1773
PrimarySchool_Office_LIGHT_2007_SPEED | Lighting |  | Sun | 2014-07-01 | 2014-09-01 | Constant | Hr 1: 0.1773
PrimarySchool_Office_LIGHT_2007_SPEED | Lighting |  | Sun | 2014-09-01 | 2014-12-31 | Constant | Hr 1: 0.1773
PrimarySchool_Office_LIGHT_2007_SPEED | Lighting |  | Sat | 2014-01-01 | 2014-06-30 | Constant | Hr 1: 0.1773
PrimarySchool_Office_LIGHT_2007_SPEED | Lighting |  | Sat | 2014-07-01 | 2014-09-01 | Constant | Hr 1: 0.1773
PrimarySchool_Office_LIGHT_2007_SPEED | Lighting |  | Sat | 2014-09-01 | 2014-12-31 | Constant | Hr 1: 0.1773
PrimarySchool_Office_LIGHT_2007_SPEED | Lighting |  | Wkdy ¦ Default | 2014-01-01 | 2014-06-30 | Hourly | 0.1773 | 0.1773 | 0.1773 | 0.1773 | 0.1773 | 0.1773 | 0.1773 | 0.9 | 0.9 | 0.9 | 0.9 | 0.9 | 0.9 | 0.9 | 0.9 | 0.9 | 0.9 | 0.9 | 0.9 | 0.9 | 0.9 | 0.1773 | 0.1773 | 0.1773
PrimarySchool_Office_LIGHT_2007_SPEED | Lighting |  | Wkdy ¦ Default | 2014-07-01 | 2014-09-01 | Hourly | 0.1773 | 0.1773 | 0.1773 | 0.1773 | 0.1773 | 0.1773 | 0.1773 | 0.1773 | 0.5 | 0.5 | 0.5 | 0.5 | 0.5 | 0.5 | 0.5 | 0.5 | 0.5 | 0.5 | 0.5 | 0.5 | 0.1773 | 0.1773 | 0.1773 | 0.1773
PrimarySchool_Office_LIGHT_2007_SPEED | Lighting |  | Wkdy ¦ Default | 2014-09-01 | 2014-12-31 | Hourly | 0.1773 | 0.1773 | 0.1773 | 0.1773 | 0.1773 | 0.1773 | 0.1773 | 0.9 | 0.9 | 0.9 | 0.9 | 0.9 | 0.9 | 0.9 | 0.9 | 0.9 | 0.9 | 0.9 | 0.9 | 0.9 | 0.9 | 0.1773 | 0.1773 | 0.1773
PrimarySchool_Office_EQUIP_2007_SPEED | Equipment |  | WntrDsn | 2014-01-01 | 2014-12-31 | Constant | Hr 1: 0
PrimarySchool_Office_EQUIP_2007_SPEED | Equipment |  | SmrDsn | 2014-01-01 | 2014-12-31 | Constant | bar: Hr 1
PrimarySchool_Office_EQUIP_2007_SPEED | Equipment |  | Sun | 2014-01-01 | 2014-06-30 | Constant | Hr 1: 0.35
PrimarySchool_Office_EQUIP_2007_SPEED | Equipment |  | Sun | 2014-07-01 | 2014-09-01 | Constant | Hr 1: 0.25
PrimarySchool_Office_EQUIP_2007_SPEED | Equipment |  | Sun | 2014-09-01 | 2014-12-31 | Constant | Hr 1: 0.35
PrimarySchool_Office_EQUIP_2007_SPEED | Equipment |  | Sat | 2014-01-01 | 2014-06-30 | Constant | Hr 1: 0.35
PrimarySchool_Office_EQUIP_2007_SPEED | Equipment |  | Sat | 2014-07-01 | 2014-09-01 | Constant | Hr 1: 0.25
PrimarySchool_Office_EQUIP_2007_SPEED | Equipment |  | Sat | 2014-09-01 | 2014-12-31 | Constant | Hr 1: 0.35
PrimarySchool_Office_EQUIP_2007_SPEED | Equipment |  | Wkdy ¦ Default | 2014-01-01 | 2014-06-30 | Hourly | 0.35 | 0.35 | 0.35 | 0.35 | 0.35 | 0.35 | 0.35 | 0.35 | 0.95 | 0.95 | 0.95 | 0.95 | 0.95 | 0.95 | 0.95 | 0.95 | 0.95 | 0.35 | 0.35 | 0.35 | 0.35 | 0.35 | 0.35 | 0.35
PrimarySchool_Office_EQUIP_2007_SPEED | Equipment |  | Wkdy ¦ Default | 2014-07-01 | 2014-09-01 | Hourly | 0.25 | 0.25 | 0.25 | 0.25 | 0.25 | 0.25 | 0.25 | 0.25 | 0.5 | 0.5 | 0.5 | 0.5 | 0.5 | 0.5 | 0.5 | 0.5 | 0.5 | 0.25 | 0.25 | 0.25 | 0.25 | 0.25 | 0.25 | 0.25
PrimarySchool_Office_EQUIP_2007_SPEED | Equipment |  | Wkdy ¦ Default | 2014-09-01 | 2014-12-31 | Hourly | 0.35 | 0.35 | 0.35 | 0.35 | 0.35 | 0.35 | 0.35 | 0.35 | 0.95 | 0.95 | 0.95 | 0.95 | 0.95 | 0.95 | 0.95 | 0.95 | 0.95 | 0.35 | 0.35 | 0.35 | 0.35 | 0.35 | 0.35 | 0.35
PrimarySchool_Office_LIGHT_2010_SPEED | Lighting |  | WntrDsn | 2014-01-01 | 2014-12-31 | Constant | Hr 1: 0
PrimarySchool_Office_LIGHT_2010_SPEED | Lighting |  | SmrDsn | 2014-01-01 | 2014-12-31 | Constant | bar: Hr 1
PrimarySchool_Office_LIGHT_2010_SPEED | Lighting |  | Sun | 2014-01-01 | 2014-06-30 | Constant | Hr 1: 0.1773
PrimarySchool_Office_LIGHT_2010_SPEED | Lighting |  | Sun | 2014-07-01 | 2014-09-01 | Constant | Hr 1: 0.1773
PrimarySchool_Office_LIGHT_2010_SPEED | Lighting |  | Sun | 2014-09-01 | 2014-12-31 | Constant | Hr 1: 0.1773
PrimarySchool_Office_LIGHT_2010_SPEED | Lighting |  | Sat | 2014-01-01 | 2014-06-30 | Constant | Hr 1: 0.1773
PrimarySchool_Office_LIGHT_2010_SPEED | Lighting |  | Sat | 2014-07-01 | 2014-09-01 | Constant | Hr 1: 0.1773
PrimarySchool_Office_LIGHT_2010_SPEED | Lighting |  | Sat | 2014-09-01 | 2014-12-31 | Constant | Hr 1: 0.1773
PrimarySchool_Office_LIGHT_2010_SPEED | Lighting |  | Wkdy ¦ Default | 2014-01-01 | 2014-06-30 | Hourly | 0.1773 | 0.1773 | 0.1773 | 0.1773 | 0.1773 | 0.1773 | 0.1773 | 0.9 | 0.9 | 0.9 | 0.9 | 0.9 | 0.9 | 0.9 | 0.9 | 0.9 | 0.9 | 0.9 | 0.9 | 0.9 | 0.9 | 0.1773 | 0.1773 | 0.1773
PrimarySchool_Office_LIGHT_2010_SPEED | Lighting |  | Wkdy ¦ Default | 2014-07-01 | 2014-09-01 | Hourly | 0.1773 | 0.1773 | 0.1773 | 0.1773 | 0.1773 | 0.1773 | 0.1773 | 0.1773 | 0.5 | 0.5 | 0.5 | 0.5 | 0.5 | 0.5 | 0.5 | 0.5 | 0.5 | 0.5 | 0.5 | 0.5 | 0.1773 | 0.1773 | 0.1773 | 0.1773
PrimarySchool_Office_LIGHT_2010_SPEED | Lighting |  | Wkdy ¦ Default | 2014-09-01 | 2014-12-31 | Hourly | 0.1773 | 0.1773 | 0.1773 | 0.1773 | 0.1773 | 0.1773 | 0.1773 | 0.9 | 0.9 | 0.9 | 0.9 | 0.9 | 0.9 | 0.9 | 0.9 | 0.9 | 0.9 | 0.9 | 0.9 | 0.9 | 0.9 | 0.1773 | 0.1773 | 0.1773
PrimarySchool_Office_EQUIP_2010_SPEED | Equipment |  | WntrDsn | 2014-01-01 | 2014-12-31 | Constant | Hr 1: 0
PrimarySchool_Office_EQUIP_2010_SPEED | Equipment |  | SmrDsn | 2014-01-01 | 2014-12-31 | Constant | bar: Hr 1
PrimarySchool_Office_EQUIP_2010_SPEED | Equipment |  | Sun | 2014-01-01 | 2014-06-30 | Constant | Hr 1: 0.34355
PrimarySchool_Office_EQUIP_2010_SPEED | Equipment |  | Sun | 2014-07-01 | 2014-09-01 | Constant | Hr 1: 0.24539
PrimarySchool_Office_EQUIP_2010_SPEED | Equipment |  | Sun | 2014-09-01 | 2014-12-31 | Constant | Hr 1: 0.34355
PrimarySchool_Office_EQUIP_2010_SPEED | Equipment |  | Sat | 2014-01-01 | 2014-06-30 | Constant | Hr 1: 0.34355
PrimarySchool_Office_EQUIP_2010_SPEED | Equipment |  | Sat | 2014-07-01 | 2014-09-01 | Constant | Hr 1: 0.24539
PrimarySchool_Office_EQUIP_2010_SPEED | Equipment |  | Sat | 2014-09-01 | 2014-12-31 | Constant | Hr 1: 0.34355
PrimarySchool_Office_EQUIP_2010_SPEED | Equipment |  | Wkdy ¦ Default | 2014-01-01 | 2014-06-30 | Hourly | 0.34355 | 0.34355 | 0.34355 | 0.34355 | 0.34355 | 0.34355 | 0.34355 | 0.34355 | 0.94543 | 0.94543 | 0.94543 | 0.94543 | 0.94543 | 0.94543 | 0.94543 | 0.94543 | 0.94543 | 0.34832 | 0.34832 | 0.34832 | 0.34832 | 0.34355 | 0.34355 | 0.34355
PrimarySchool_Office_EQUIP_2010_SPEED | Equipment |  | Wkdy ¦ Default | 2014-07-01 | 2014-09-01 | Hourly | 0.24539 | 0.24539 | 0.24539 | 0.24539 | 0.24539 | 0.24539 | 0.24539 | 0.24539 | 0.49759 | 0.49759 | 0.49759 | 0.49759 | 0.49759 | 0.49759 | 0.49759 | 0.49759 | 0.49759 | 0.2488 | 0.2488 | 0.2488 | 0.2488 | 0.24539 | 0.24539 | 0.24539
PrimarySchool_Office_EQUIP_2010_SPEED | Equipment |  | Wkdy ¦ Default | 2014-09-01 | 2014-12-31 | Hourly | 0.34355 | 0.34355 | 0.34355 | 0.34355 | 0.34355 | 0.34355 | 0.34355 | 0.34355 | 0.94543 | 0.94543 | 0.94543 | 0.94543 | 0.94543 | 0.94543 | 0.94543 | 0.94543 | 0.94543 | 0.34832 | 0.34832 | 0.34832 | 0.34832 | 0.34355 | 0.34355 | 0.34355
PrimarySchool_Office_LIGHT_2013_SPEED | Lighting |  | WntrDsn | 2014-01-01 | 2014-12-31 | Constant | Hr 1: 0
PrimarySchool_Office_LIGHT_2013_SPEED | Lighting |  | SmrDsn | 2014-01-01 | 2014-12-31 | Constant | bar: Hr 1
PrimarySchool_Office_LIGHT_2013_SPEED | Lighting |  | Sun | 2014-01-01 | 2014-06-30 | Constant | Hr 1: 0.1773
PrimarySchool_Office_LIGHT_2013_SPEED | Lighting |  | Sun | 2014-07-01 | 2014-09-01 | Constant | Hr 1: 0.1773
PrimarySchool_Office_LIGHT_2013_SPEED | Lighting |  | Sun | 2014-09-01 | 2014-12-31 | Constant | Hr 1: 0.1773
PrimarySchool_Office_LIGHT_2013_SPEED | Lighting |  | Sat | 2014-01-01 | 2014-06-30 | Constant | Hr 1: 0.1773
PrimarySchool_Office_LIGHT_2013_SPEED | Lighting |  | Sat | 2014-07-01 | 2014-09-01 | Constant | Hr 1: 0.1773
PrimarySchool_Office_LIGHT_2013_SPEED | Lighting |  | Sat | 2014-09-01 | 2014-12-31 | Constant | Hr 1: 0.1773
PrimarySchool_Office_LIGHT_2013_SPEED | Lighting |  | Wkdy ¦ Default | 2014-01-01 | 2014-06-30 | Hourly | 0.1773 | 0.1773 | 0.1773 | 0.1773 | 0.1773 | 0.1773 | 0.1773 | 0.9 | 0.9 | 0.9 | 0.9 | 0.9 | 0.9 | 0.9 | 0.9 | 0.9 | 0.9 | 0.9 | 0.9 | 0.9 | 0.9 | 0.1773 | 0.1773 | 0.1773
PrimarySchool_Office_LIGHT_2013_SPEED | Lighting |  | Wkdy ¦ Default | 2014-07-01 | 2014-09-01 | Hourly | 0.1773 | 0.1773 | 0.1773 | 0.1773 | 0.1773 | 0.1773 | 0.1773 | 0.1773 | 0.5 | 0.5 | 0.5 | 0.5 | 0.5 | 0.5 | 0.5 | 0.5 | 0.5 | 0.5 | 0.5 | 0.5 | 0.1773 | 0.1773 | 0.1773 | 0.1773
PrimarySchool_Office_LIGHT_2013_SPEED | Lighting |  | Wkdy ¦ Default | 2014-09-01 | 2014-12-31 | Hourly | 0.1773 | 0.1773 | 0.1773 | 0.1773 | 0.1773 | 0.1773 | 0.1773 | 0.9 | 0.9 | 0.9 | 0.9 | 0.9 | 0.9 | 0.9 | 0.9 | 0.9 | 0.9 | 0.9 | 0.9 | 0.9 | 0.9 | 0.1773 | 0.1773 | 0.1773
PrimarySchool_Office_EQUIP_2013_SPEED | Equipment |  | WntrDsn | 2014-01-01 | 2014-12-31 | Constant | Hr 1: 0
PrimarySchool_Office_EQUIP_2013_SPEED | Equipment |  | SmrDsn | 2014-01-01 | 2014-12-31 | Constant | bar: Hr 1
PrimarySchool_Office_EQUIP_2013_SPEED | Equipment |  | Sun | 2014-01-01 | 2014-06-30 | Constant | Hr 1: 0.27289
PrimarySchool_Office_EQUIP_2013_SPEED | Equipment |  | Sun | 2014-07-01 | 2014-09-01 | Constant | Hr 1: 0.19492
PrimarySchool_Office_EQUIP_2013_SPEED | Equipment |  | Sun | 2014-09-01 | 2014-12-31 | Constant | Hr 1: 0.27289
PrimarySchool_Office_EQUIP_2013_SPEED | Equipment |  | Sat | 2014-01-01 | 2014-06-30 | Constant | Hr 1: 0.27289
PrimarySchool_Office_EQUIP_2013_SPEED | Equipment |  | Sat | 2014-07-01 | 2014-09-01 | Constant | Hr 1: 0.19492
PrimarySchool_Office_EQUIP_2013_SPEED | Equipment |  | Sat | 2014-09-01 | 2014-12-31 | Constant | Hr 1: 0.27289
PrimarySchool_Office_EQUIP_2013_SPEED | Equipment |  | Wkdy ¦ Default | 2014-01-01 | 2014-06-30 | Hourly | 0.27289 | 0.27289 | 0.27289 | 0.27289 | 0.27289 | 0.27289 | 0.27289 | 0.27289 | 0.88409 | 0.88409 | 0.88409 | 0.88409 | 0.88409 | 0.88409 | 0.88409 | 0.88409 | 0.88409 | 0.32572 | 0.32572 | 0.32572 | 0.32572 | 0.27289 | 0.27289 | 0.27289
PrimarySchool_Office_EQUIP_2013_SPEED | Equipment |  | Wkdy ¦ Default | 2014-07-01 | 2014-09-01 | Hourly | 0.19492 | 0.19492 | 0.19492 | 0.19492 | 0.19492 | 0.19492 | 0.19492 | 0.19492 | 0.46531 | 0.46531 | 0.46531 | 0.46531 | 0.46531 | 0.46531 | 0.46531 | 0.46531 | 0.46531 | 0.23265 | 0.23265 | 0.23265 | 0.23265 | 0.19492 | 0.19492 | 0.19492
PrimarySchool_Office_EQUIP_2013_SPEED | Equipment |  | Wkdy ¦ Default | 2014-09-01 | 2014-12-31 | Hourly | 0.27289 | 0.27289 | 0.27289 | 0.27289 | 0.27289 | 0.27289 | 0.27289 | 0.27289 | 0.88409 | 0.88409 | 0.88409 | 0.88409 | 0.88409 | 0.88409 | 0.88409 | 0.88409 | 0.88409 | 0.32572 | 0.32572 | 0.32572 | 0.32572 | 0.27289 | 0.27289 | 0.27289
PrimarySchool_Office_INFIL_SPEED | Infiltration |  | WntrDsn | 2014-01-01 | 2014-12-31 | Constant | bar: Hr 1
PrimarySchool_Office_INFIL_SPEED | Infiltration |  | SmrDsn | 2014-01-01 | 2014-12-31 | Constant | bar: Hr 1
PrimarySchool_Office_INFIL_SPEED | Infiltration |  | Sun | 2014-01-01 | 2014-12-31 | Constant | bar: Hr 1
PrimarySchool_Office_INFIL_SPEED | Infiltration |  | Sat | 2014-01-01 | 2014-12-31 | Constant | bar: Hr 1
PrimarySchool_Office_INFIL_SPEED | Infiltration |  | Wkdy ¦ Default | 2014-01-01 | 2014-06-15 | Hourly | 1 | 1 | 1 | 1 | 1 | 1 | 1 | 1 | 0.5 | 0.5 | 0.5 | 0.5 | 0.5 | 0.5 | 0.5 | 0.5 | 0.5 | 0.5 | 0.5 | 0.5 | 0.5 | 1 | 1 | 1
PrimarySchool_Office_INFIL_SPEED | Infiltration |  | Wkdy ¦ Default | 2014-06-16 | 2014-09-15 | Hourly | 1 | 1 | 1 | 1 | 1 | 1 | 1 | 1 | 0.5 | 0.5 | 0.5 | 0.5 | 0.5 | 0.5 | 0.5 | 0.5 | 0.5 | 0.5 | 0.5 | 0.5 | 0.5 | 1 | 1 | 1
PrimarySchool_Office_INFIL_SPEED | Infiltration |  | Wkdy ¦ Default | 2014-09-16 | 2014-12-31 | Hourly | 1 | 1 | 1 | 1 | 1 | 1 | 1 | 1 | 0.5 | 0.5 | 0.5 | 0.5 | 0.5 | 0.5 | 0.5 | 0.5 | 0.5 | 0.5 | 0.5 | 0.5 | 0.5 | 1 | 1 | 1
PrimarySchool_Office_ACTIVITY_SPEED | Activity | W | WntrDsn | 2014-01-01 | 2014-12-31 | Constant | Hr 1: 120
PrimarySchool_Office_ACTIVITY_SPEED | Activity | W | SmrDsn | 2014-01-01 | 2014-12-31 | Constant | Hr 1: 120
PrimarySchool_Office_ACTIVITY_SPEED | Activity | W | Sun | 2014-01-01 | 2014-12-31 | Constant | Hr 1: 120
PrimarySchool_Office_ACTIVITY_SPEED | Activity | W | Sat | 2014-01-01 | 2014-12-31 | Constant | Hr 1: 120
PrimarySchool_Office_ACTIVITY_SPEED | Activity | W | Wkdy ¦ Default | 2014-01-01 | 2014-12-31 | Constant | Hr 1: 120
PrimarySchool_Office_OA_SPEED | OA Air |  | WntrDsn | 2014-01-01 | 2014-12-31 | Constant | bar: Hr 1
PrimarySchool_Office_OA_SPEED | OA Air |  | SmrDsn | 2014-01-01 | 2014-12-31 | Constant | bar: Hr 1
PrimarySchool_Office_OA_SPEED | OA Air |  | Sun | 2014-01-01 | 2014-12-31 | Constant | Hr 1: 0
PrimarySchool_Office_OA_SPEED | OA Air |  | Sat | 2014-01-01 | 2014-12-31 | Constant | Hr 1: 0
PrimarySchool_Office_OA_SPEED | OA Air |  | Wkdy ¦ Default | 2014-01-01 | 2014-06-15 | Hourly | 0 | 0 | 0 | 0 | 0 | 0 | 0 | 0 | 1 | 1 | 1 | 1 | 1 | 1 | 1 | 1 | 1 | 1 | 1 | 1 | 1 | 0 | 0 | 0
PrimarySchool_Office_OA_SPEED | OA Air |  | Wkdy ¦ Default | 2014-06-16 | 2014-09-15 | Hourly | 0 | 0 | 0 | 0 | 0 | 0 | 0 | 0 | 1 | 1 | 1 | 1 | 1 | 1 | 1 | 1 | 1 | 1 | 1 | 1 | 1 | 0 | 0 | 0
PrimarySchool_Office_OA_SPEED | OA Air |  | Wkdy ¦ Default | 2014-09-16 | 2014-12-31 | Hourly | 0 | 0 | 0 | 0 | 0 | 0 | 0 | 0 | 1 | 1 | 1 | 1 | 1 | 1 | 1 | 1 | 1 | 1 | 1 | 1 | 1 | 0 | 0 | 0
PrimarySchool_Gym_CLGSETP_SPEED | Thermostat Setpoint | C | WntrDsn | 2014-01-01 | 2014-12-31 | Constant | Hr 1: 23.9
PrimarySchool_Gym_CLGSETP_SPEED | Thermostat Setpoint | C | SmrDsn | 2014-01-01 | 2014-12-31 | Constant | Hr 1: 23.9
PrimarySchool_Gym_CLGSETP_SPEED | Thermostat Setpoint | C | Sun | 2014-01-01 | 2014-12-31 | Constant | Hr 1: 25.6
PrimarySchool_Gym_CLGSETP_SPEED | Thermostat Setpoint | C | Sat | 2014-01-01 | 2014-12-31 | Constant | Hr 1: 25.6
PrimarySchool_Gym_CLGSETP_SPEED | Thermostat Setpoint | C | Wkdy ¦ Default | 2014-01-01 | 2014-06-15 | Hourly | 25.6 | 25.6 | 25.6 | 25.6 | 25.6 | 25.6 | 25.6 | 25.6 | 23.9 | 23.9 | 23.9 | 23.9 | 23.9 | 23.9 | 23.9 | 23.9 | 23.9 | 23.9 | 23.9 | 23.9 | 23.9 | 25.6 | 25.6 | 25.6
PrimarySchool_Gym_CLGSETP_SPEED | Thermostat Setpoint | C | Wkdy ¦ Default | 2014-06-16 | 2014-09-15 | Hourly | 25.6 | 25.6 | 25.6 | 25.6 | 25.6 | 25.6 | 25.6 | 25.6 | 23.9 | 23.9 | 23.9 | 23.9 | 23.9 | 23.9 | 23.9 | 23.9 | 23.9 | 23.9 | 23.9 | 23.9 | 23.9 | 25.6 | 25.6 | 25.6
PrimarySchool_Gym_CLGSETP_SPEED | Thermostat Setpoint | C | Wkdy ¦ Default | 2014-09-16 | 2014-12-31 | Hourly | 25.6 | 25.6 | 25.6 | 25.6 | 25.6 | 25.6 | 25.6 | 25.6 | 23.9 | 23.9 | 23.9 | 23.9 | 23.9 | 23.9 | 23.9 | 23.9 | 23.9 | 23.9 | 23.9 | 23.9 | 23.9 | 25.6 | 25.6 | 25.6
PrimarySchool_Gym_HTGSETP_SPEED | Thermostat Setpoint | C | WntrDsn | 2014-01-01 | 2014-12-31 | Constant | Hr 1: 21.1
PrimarySchool_Gym_HTGSETP_SPEED | Thermostat Setpoint | C | SmrDsn | 2014-01-01 | 2014-12-31 | Constant | Hr 1: 21.1
PrimarySchool_Gym_HTGSETP_SPEED | Thermostat Setpoint | C | Sun | 2014-01-01 | 2014-12-31 | Constant | Hr 1: 19.4
PrimarySchool_Gym_HTGSETP_SPEED | Thermostat Setpoint | C | Sat | 2014-01-01 | 2014-12-31 | Constant | Hr 1: 19.4
PrimarySchool_Gym_HTGSETP_SPEED | Thermostat Setpoint | C | Wkdy ¦ Default | 2014-01-01 | 2014-06-15 | Hourly | 19.4 | 19.4 | 19.4 | 19.4 | 19.4 | 19.4 | 19.4 | 19.4 | 21.1 | 21.1 | 21.1 | 21.1 | 21.1 | 21.1 | 21.1 | 21.1 | 21.1 | 21.1 | 21.1 | 21.1 | 21.1 | 19.4 | 19.4 | 19.4
PrimarySchool_Gym_HTGSETP_SPEED | Thermostat Setpoint | C | Wkdy ¦ Default | 2014-06-16 | 2014-09-15 | Hourly | 19.4 | 19.4 | 19.4 | 19.4 | 19.4 | 19.4 | 19.4 | 19.4 | 21.1 | 21.1 | 21.1 | 21.1 | 21.1 | 21.1 | 21.1 | 21.1 | 21.1 | 21.1 | 21.1 | 21.1 | 21.1 | 19.4 | 19.4 | 19.4
PrimarySchool_Gym_HTGSETP_SPEED | Thermostat Setpoint | C | Wkdy ¦ Default | 2014-09-16 | 2014-12-31 | Hourly | 19.4 | 19.4 | 19.4 | 19.4 | 19.4 | 19.4 | 19.4 | 19.4 | 21.1 | 21.1 | 21.1 | 21.1 | 21.1 | 21.1 | 21.1 | 21.1 | 21.1 | 21.1 | 21.1 | 21.1 | 21.1 | 19.4 | 19.4 | 19.4
PrimarySchool_Gym_OCC_SPEED | Occupancy |  | WntrDsn | 2014-01-01 | 2014-12-31 | Constant | Hr 1: 0
PrimarySchool_Gym_OCC_SPEED | Occupancy |  | SmrDsn | 2014-01-01 | 2014-12-31 | Constant | bar: Hr 1
PrimarySchool_Gym_OCC_SPEED | Occupancy |  | Sun | 2014-01-01 | 2014-12-31 | Constant | Hr 1: 0
PrimarySchool_Gym_OCC_SPEED | Occupancy |  | Sat | 2014-01-01 | 2014-12-31 | Constant | Hr 1: 0
PrimarySchool_Gym_OCC_SPEED | Occupancy |  | Wkdy ¦ Default | 2014-01-01 | 2014-06-30 | Hourly | 0 | 0 | 0 | 0 | 0 | 0 | 0 | 0 | 0.35 | 0.35 | 0.35 | 0.35 | 0.35 | 0.35 | 0.35 | 0.35 | 0.95 | 0.95 | 0.95 | 0.95 | 0.95 | 0 | 0 | 0
PrimarySchool_Gym_OCC_SPEED | Occupancy |  | Wkdy ¦ Default | 2014-07-01 | 2014-09-01 | Hourly | 0 | 0 | 0 | 0 | 0 | 0 | 0 | 0 | 0.35 | 0.35 | 0.35 | 0.35 | 0.35 | 0.35 | 0.35 | 0.35 | 0.35 | 0.35 | 0.35 | 0.35 | 0.35 | 0 | 0 | 0
PrimarySchool_Gym_OCC_SPEED | Occupancy |  | Wkdy ¦ Default | 2014-09-01 | 2014-12-31 | Hourly | 0 | 0 | 0 | 0 | 0 | 0 | 0 | 0 | 0.35 | 0.35 | 0.35 | 0.35 | 0.35 | 0.35 | 0.35 | 0.35 | 0.95 | 0.95 | 0.95 | 0.95 | 0.95 | 0 | 0 | 0
PrimarySchool_Gym_LIGHT_2007_SPEED | Lighting |  | WntrDsn | 2014-01-01 | 2014-12-31 | Constant | Hr 1: 0
PrimarySchool_Gym_LIGHT_2007_SPEED | Lighting |  | SmrDsn | 2014-01-01 | 2014-12-31 | Constant | bar: Hr 1
PrimarySchool_Gym_LIGHT_2007_SPEED | Lighting |  | Sun | 2014-01-01 | 2014-06-30 | Constant | Hr 1: 0.1773
PrimarySchool_Gym_LIGHT_2007_SPEED | Lighting |  | Sun | 2014-07-01 | 2014-09-01 | Constant | Hr 1: 0.1773
PrimarySchool_Gym_LIGHT_2007_SPEED | Lighting |  | Sun | 2014-09-01 | 2014-12-31 | Constant | Hr 1: 0.1773
PrimarySchool_Gym_LIGHT_2007_SPEED | Lighting |  | Sat | 2014-01-01 | 2014-06-30 | Constant | Hr 1: 0.1773
PrimarySchool_Gym_LIGHT_2007_SPEED | Lighting |  | Sat | 2014-07-01 | 2014-09-01 | Constant | Hr 1: 0.1773
PrimarySchool_Gym_LIGHT_2007_SPEED | Lighting |  | Sat | 2014-09-01 | 2014-12-31 | Constant | Hr 1: 0.1773
PrimarySchool_Gym_LIGHT_2007_SPEED | Lighting |  | Wkdy ¦ Default | 2014-01-01 | 2014-06-30 | Hourly | 0.1773 | 0.1773 | 0.1773 | 0.1773 | 0.1773 | 0.1773 | 0.1773 | 0.9 | 0.9 | 0.9 | 0.9 | 0.9 | 0.9 | 0.9 | 0.9 | 0.9 | 0.9 | 0.9 | 0.9 | 0.9 | 0.9 | 0.1773 | 0.1773 | 0.1773
PrimarySchool_Gym_LIGHT_2007_SPEED | Lighting |  | Wkdy ¦ Default | 2014-07-01 | 2014-09-01 | Hourly | 0.1773 | 0.1773 | 0.1773 | 0.1773 | 0.1773 | 0.1773 | 0.1773 | 0.1773 | 0.5 | 0.5 | 0.5 | 0.5 | 0.5 | 0.5 | 0.5 | 0.5 | 0.5 | 0.5 | 0.5 | 0.5 | 0.1773 | 0.1773 | 0.1773 | 0.1773
PrimarySchool_Gym_LIGHT_2007_SPEED | Lighting |  | Wkdy ¦ Default | 2014-09-01 | 2014-12-31 | Hourly | 0.1773 | 0.1773 | 0.1773 | 0.1773 | 0.1773 | 0.1773 | 0.1773 | 0.9 | 0.9 | 0.9 | 0.9 | 0.9 | 0.9 | 0.9 | 0.9 | 0.9 | 0.9 | 0.9 | 0.9 | 0.9 | 0.9 | 0.1773 | 0.1773 | 0.1773
PrimarySchool_Gym_EQUIP_2007_SPEED | Equipment |  | WntrDsn | 2014-01-01 | 2014-12-31 | Constant | Hr 1: 0
PrimarySchool_Gym_EQUIP_2007_SPEED | Equipment |  | SmrDsn | 2014-01-01 | 2014-12-31 | Constant | bar: Hr 1
PrimarySchool_Gym_EQUIP_2007_SPEED | Equipment |  | Sun | 2014-01-01 | 2014-06-30 | Constant | Hr 1: 0.35
PrimarySchool_Gym_EQUIP_2007_SPEED | Equipment |  | Sun | 2014-07-01 | 2014-09-01 | Constant | Hr 1: 0.25
PrimarySchool_Gym_EQUIP_2007_SPEED | Equipment |  | Sun | 2014-09-01 | 2014-12-31 | Constant | Hr 1: 0.35
PrimarySchool_Gym_EQUIP_2007_SPEED | Equipment |  | Sat | 2014-01-01 | 2014-06-30 | Constant | Hr 1: 0.35
PrimarySchool_Gym_EQUIP_2007_SPEED | Equipment |  | Sat | 2014-07-01 | 2014-09-01 | Constant | Hr 1: 0.25
PrimarySchool_Gym_EQUIP_2007_SPEED | Equipment |  | Sat | 2014-09-01 | 2014-12-31 | Constant | Hr 1: 0.35
PrimarySchool_Gym_EQUIP_2007_SPEED | Equipment |  | Wkdy ¦ Default | 2014-01-01 | 2014-06-30 | Hourly | 0.35 | 0.35 | 0.35 | 0.35 | 0.35 | 0.35 | 0.35 | 0.35 | 0.95 | 0.95 | 0.95 | 0.95 | 0.95 | 0.95 | 0.95 | 0.95 | 0.95 | 0.35 | 0.35 | 0.35 | 0.35 | 0.35 | 0.35 | 0.35
PrimarySchool_Gym_EQUIP_2007_SPEED | Equipment |  | Wkdy ¦ Default | 2014-07-01 | 2014-09-01 | Hourly | 0.25 | 0.25 | 0.25 | 0.25 | 0.25 | 0.25 | 0.25 | 0.25 | 0.5 | 0.5 | 0.5 | 0.5 | 0.5 | 0.5 | 0.5 | 0.5 | 0.5 | 0.25 | 0.25 | 0.25 | 0.25 | 0.25 | 0.25 | 0.25
PrimarySchool_Gym_EQUIP_2007_SPEED | Equipment |  | Wkdy ¦ Default | 2014-09-01 | 2014-12-31 | Hourly | 0.35 | 0.35 | 0.35 | 0.35 | 0.35 | 0.35 | 0.35 | 0.35 | 0.95 | 0.95 | 0.95 | 0.95 | 0.95 | 0.95 | 0.95 | 0.95 | 0.95 | 0.35 | 0.35 | 0.35 | 0.35 | 0.35 | 0.35 | 0.35
PrimarySchool_Gym_LIGHT_2010_SPEED | Lighting |  | WntrDsn | 2014-01-01 | 2014-12-31 | Constant | Hr 1: 0
PrimarySchool_Gym_LIGHT_2010_SPEED | Lighting |  | SmrDsn | 2014-01-01 | 2014-12-31 | Constant | bar: Hr 1
PrimarySchool_Gym_LIGHT_2010_SPEED | Lighting |  | Sun | 2014-01-01 | 2014-06-30 | Constant | Hr 1: 0.1773
PrimarySchool_Gym_LIGHT_2010_SPEED | Lighting |  | Sun | 2014-07-01 | 2014-09-01 | Constant | Hr 1: 0.1773
PrimarySchool_Gym_LIGHT_2010_SPEED | Lighting |  | Sun | 2014-09-01 | 2014-12-31 | Constant | Hr 1: 0.1773
PrimarySchool_Gym_LIGHT_2010_SPEED | Lighting |  | Sat | 2014-01-01 | 2014-06-30 | Constant | Hr 1: 0.1773
PrimarySchool_Gym_LIGHT_2010_SPEED | Lighting |  | Sat | 2014-07-01 | 2014-09-01 | Constant | Hr 1: 0.1773
PrimarySchool_Gym_LIGHT_2010_SPEED | Lighting |  | Sat | 2014-09-01 | 2014-12-31 | Constant | Hr 1: 0.1773
PrimarySchool_Gym_LIGHT_2010_SPEED | Lighting |  | Wkdy ¦ Default | 2014-01-01 | 2014-06-30 | Hourly | 0.1773 | 0.1773 | 0.1773 | 0.1773 | 0.1773 | 0.1773 | 0.1773 | 0.9 | 0.88605 | 0.88605 | 0.88605 | 0.88605 | 0.88605 | 0.88605 | 0.88605 | 0.88605 | 0.88605 | 0.88605 | 0.88605 | 0.88605 | 0.88605 | 0.1773 | 0.1773 | 0.1773
PrimarySchool_Gym_LIGHT_2010_SPEED | Lighting |  | Wkdy ¦ Default | 2014-07-01 | 2014-09-01 | Hourly | 0.1773 | 0.1773 | 0.1773 | 0.1773 | 0.1773 | 0.1773 | 0.1773 | 0.1773 | 0.49225 | 0.49225 | 0.49225 | 0.49225 | 0.49225 | 0.49225 | 0.49225 | 0.49225 | 0.49225 | 0.49225 | 0.49225 | 0.49225 | 0.17455 | 0.1773 | 0.1773 | 0.1773
PrimarySchool_Gym_LIGHT_2010_SPEED | Lighting |  | Wkdy ¦ Default | 2014-09-01 | 2014-12-31 | Hourly | 0.1773 | 0.1773 | 0.1773 | 0.1773 | 0.1773 | 0.1773 | 0.1773 | 0.9 | 0.88605 | 0.88605 | 0.88605 | 0.88605 | 0.88605 | 0.88605 | 0.88605 | 0.88605 | 0.88605 | 0.88605 | 0.88605 | 0.88605 | 0.88605 | 0.1773 | 0.1773 | 0.1773
PrimarySchool_Gym_EQUIP_2010_SPEED | Equipment |  | WntrDsn | 2014-01-01 | 2014-12-31 | Constant | Hr 1: 0
PrimarySchool_Gym_EQUIP_2010_SPEED | Equipment |  | SmrDsn | 2014-01-01 | 2014-12-31 | Constant | bar: Hr 1
PrimarySchool_Gym_EQUIP_2010_SPEED | Equipment |  | Sun | 2014-01-01 | 2014-06-30 | Constant | Hr 1: 0.34355
PrimarySchool_Gym_EQUIP_2010_SPEED | Equipment |  | Sun | 2014-07-01 | 2014-09-01 | Constant | Hr 1: 0.24539
PrimarySchool_Gym_EQUIP_2010_SPEED | Equipment |  | Sun | 2014-09-01 | 2014-12-31 | Constant | Hr 1: 0.34355
PrimarySchool_Gym_EQUIP_2010_SPEED | Equipment |  | Sat | 2014-01-01 | 2014-06-30 | Constant | Hr 1: 0.34355
PrimarySchool_Gym_EQUIP_2010_SPEED | Equipment |  | Sat | 2014-07-01 | 2014-09-01 | Constant | Hr 1: 0.24539
PrimarySchool_Gym_EQUIP_2010_SPEED | Equipment |  | Sat | 2014-09-01 | 2014-12-31 | Constant | Hr 1: 0.34355
PrimarySchool_Gym_EQUIP_2010_SPEED | Equipment |  | Wkdy ¦ Default | 2014-01-01 | 2014-06-30 | Hourly | 0.34355 | 0.34355 | 0.34355 | 0.34355 | 0.34355 | 0.34355 | 0.34355 | 0.34355 | 0.94543 | 0.94543 | 0.94543 | 0.94543 | 0.94543 | 0.94543 | 0.94543 | 0.94543 | 0.94543 | 0.34832 | 0.34832 | 0.34832 | 0.34832 | 0.34355 | 0.34355 | 0.34355
PrimarySchool_Gym_EQUIP_2010_SPEED | Equipment |  | Wkdy ¦ Default | 2014-07-01 | 2014-09-01 | Hourly | 0.24539 | 0.24539 | 0.24539 | 0.24539 | 0.24539 | 0.24539 | 0.24539 | 0.24539 | 0.49759 | 0.49759 | 0.49759 | 0.49759 | 0.49759 | 0.49759 | 0.49759 | 0.49759 | 0.49759 | 0.2488 | 0.2488 | 0.2488 | 0.2488 | 0.24539 | 0.24539 | 0.24539
PrimarySchool_Gym_EQUIP_2010_SPEED | Equipment |  | Wkdy ¦ Default | 2014-09-01 | 2014-12-31 | Hourly | 0.34355 | 0.34355 | 0.34355 | 0.34355 | 0.34355 | 0.34355 | 0.34355 | 0.34355 | 0.94543 | 0.94543 | 0.94543 | 0.94543 | 0.94543 | 0.94543 | 0.94543 | 0.94543 | 0.94543 | 0.34832 | 0.34832 | 0.34832 | 0.34832 | 0.34355 | 0.34355 | 0.34355
PrimarySchool_Gym_LIGHT_2013_SPEED | Lighting |  | WntrDsn | 2014-01-01 | 2014-12-31 | Constant | Hr 1: 0
PrimarySchool_Gym_LIGHT_2013_SPEED | Lighting |  | SmrDsn | 2014-01-01 | 2014-12-31 | Constant | bar: Hr 1
PrimarySchool_Gym_LIGHT_2013_SPEED | Lighting |  | Sun | 2014-01-01 | 2014-06-30 | Constant | Hr 1: 0.1773
PrimarySchool_Gym_LIGHT_2013_SPEED | Lighting |  | Sun | 2014-07-01 | 2014-09-01 | Constant | Hr 1: 0.1773
PrimarySchool_Gym_LIGHT_2013_SPEED | Lighting |  | Sun | 2014-09-01 | 2014-12-31 | Constant | Hr 1: 0.1773
PrimarySchool_Gym_LIGHT_2013_SPEED | Lighting |  | Sat | 2014-01-01 | 2014-06-30 | Constant | Hr 1: 0.1773
PrimarySchool_Gym_LIGHT_2013_SPEED | Lighting |  | Sat | 2014-07-01 | 2014-09-01 | Constant | Hr 1: 0.1773
PrimarySchool_Gym_LIGHT_2013_SPEED | Lighting |  | Sat | 2014-09-01 | 2014-12-31 | Constant | Hr 1: 0.1773
PrimarySchool_Gym_LIGHT_2013_SPEED | Lighting |  | Wkdy ¦ Default | 2014-01-01 | 2014-06-30 | Hourly | 0.1773 | 0.1773 | 0.1773 | 0.1773 | 0.1773 | 0.1773 | 0.1773 | 0.9 | 0.88605 | 0.88605 | 0.88605 | 0.88605 | 0.88605 | 0.88605 | 0.88605 | 0.88605 | 0.88605 | 0.88605 | 0.88605 | 0.88605 | 0.88605 | 0.1773 | 0.1773 | 0.1773
PrimarySchool_Gym_LIGHT_2013_SPEED | Lighting |  | Wkdy ¦ Default | 2014-07-01 | 2014-09-01 | Hourly | 0.1773 | 0.1773 | 0.1773 | 0.1773 | 0.1773 | 0.1773 | 0.1773 | 0.1773 | 0.49225 | 0.49225 | 0.49225 | 0.49225 | 0.49225 | 0.49225 | 0.49225 | 0.49225 | 0.49225 | 0.49225 | 0.49225 | 0.49225 | 0.17455 | 0.1773 | 0.1773 | 0.1773
PrimarySchool_Gym_LIGHT_2013_SPEED | Lighting |  | Wkdy ¦ Default | 2014-09-01 | 2014-12-31 | Hourly | 0.1773 | 0.1773 | 0.1773 | 0.1773 | 0.1773 | 0.1773 | 0.1773 | 0.9 | 0.88605 | 0.88605 | 0.88605 | 0.88605 | 0.88605 | 0.88605 | 0.88605 | 0.88605 | 0.88605 | 0.88605 | 0.88605 | 0.88605 | 0.88605 | 0.1773 | 0.1773 | 0.1773
PrimarySchool_Gym_EQUIP_2013_SPEED | Equipment |  | WntrDsn | 2014-01-01 | 2014-12-31 | Constant | Hr 1: 0
PrimarySchool_Gym_EQUIP_2013_SPEED | Equipment |  | SmrDsn | 2014-01-01 | 2014-12-31 | Constant | bar: Hr 1
PrimarySchool_Gym_EQUIP_2013_SPEED | Equipment |  | Sun | 2014-01-01 | 2014-06-30 | Constant | Hr 1: 0.27289
PrimarySchool_Gym_EQUIP_2013_SPEED | Equipment |  | Sun | 2014-07-01 | 2014-09-01 | Constant | Hr 1: 0.19492
PrimarySchool_Gym_EQUIP_2013_SPEED | Equipment |  | Sun | 2014-09-01 | 2014-12-31 | Constant | Hr 1: 0.27289
PrimarySchool_Gym_EQUIP_2013_SPEED | Equipment |  | Sat | 2014-01-01 | 2014-06-30 | Constant | Hr 1: 0.27289
PrimarySchool_Gym_EQUIP_2013_SPEED | Equipment |  | Sat | 2014-07-01 | 2014-09-01 | Constant | Hr 1: 0.19492
PrimarySchool_Gym_EQUIP_2013_SPEED | Equipment |  | Sat | 2014-09-01 | 2014-12-31 | Constant | Hr 1: 0.27289
PrimarySchool_Gym_EQUIP_2013_SPEED | Equipment |  | Wkdy ¦ Default | 2014-01-01 | 2014-06-30 | Hourly | 0.27289 | 0.27289 | 0.27289 | 0.27289 | 0.27289 | 0.27289 | 0.27289 | 0.27289 | 0.88409 | 0.88409 | 0.88409 | 0.88409 | 0.88409 | 0.88409 | 0.88409 | 0.88409 | 0.88409 | 0.32572 | 0.32572 | 0.32572 | 0.32572 | 0.27289 | 0.27289 | 0.27289
PrimarySchool_Gym_EQUIP_2013_SPEED | Equipment |  | Wkdy ¦ Default | 2014-07-01 | 2014-09-01 | Hourly | 0.19492 | 0.19492 | 0.19492 | 0.19492 | 0.19492 | 0.19492 | 0.19492 | 0.19492 | 0.46531 | 0.46531 | 0.46531 | 0.46531 | 0.46531 | 0.46531 | 0.46531 | 0.46531 | 0.46531 | 0.23265 | 0.23265 | 0.23265 | 0.23265 | 0.19492 | 0.19492 | 0.19492
PrimarySchool_Gym_EQUIP_2013_SPEED | Equipment |  | Wkdy ¦ Default | 2014-09-01 | 2014-12-31 | Hourly | 0.27289 | 0.27289 | 0.27289 | 0.27289 | 0.27289 | 0.27289 | 0.27289 | 0.27289 | 0.88409 | 0.88409 | 0.88409 | 0.88409 | 0.88409 | 0.88409 | 0.88409 | 0.88409 | 0.88409 | 0.32572 | 0.32572 | 0.32572 | 0.32572 | 0.27289 | 0.27289 | 0.27289
PrimarySchool_Gym_INFIL_SPEED | Infiltration |  | WntrDsn | 2014-01-01 | 2014-12-31 | Constant | bar: Hr 1
PrimarySchool_Gym_INFIL_SPEED | Infiltration |  | SmrDsn | 2014-01-01 | 2014-12-31 | Constant | bar: Hr 1
PrimarySchool_Gym_INFIL_SPEED | Infiltration |  | Sun | 2014-01-01 | 2014-12-31 | Constant | bar: Hr 1
PrimarySchool_Gym_INFIL_SPEED | Infiltration |  | Sat | 2014-01-01 | 2014-12-31 | Constant | bar: Hr 1
PrimarySchool_Gym_INFIL_SPEED | Infiltration |  | Wkdy ¦ Default | 2014-01-01 | 2014-06-15 | Hourly | 1 | 1 | 1 | 1 | 1 | 1 | 1 | 1 | 0.5 | 0.5 | 0.5 | 0.5 | 0.5 | 0.5 | 0.5 | 0.5 | 0.5 | 0.5 | 0.5 | 0.5 | 0.5 | 1 | 1 | 1
PrimarySchool_Gym_INFIL_SPEED | Infiltration |  | Wkdy ¦ Default | 2014-06-16 | 2014-09-15 | Hourly | 1 | 1 | 1 | 1 | 1 | 1 | 1 | 1 | 0.5 | 0.5 | 0.5 | 0.5 | 0.5 | 0.5 | 0.5 | 0.5 | 0.5 | 0.5 | 0.5 | 0.5 | 0.5 | 1 | 1 | 1
PrimarySchool_Gym_INFIL_SPEED | Infiltration |  | Wkdy ¦ Default | 2014-09-16 | 2014-12-31 | Hourly | 1 | 1 | 1 | 1 | 1 | 1 | 1 | 1 | 0.5 | 0.5 | 0.5 | 0.5 | 0.5 | 0.5 | 0.5 | 0.5 | 0.5 | 0.5 | 0.5 | 0.5 | 0.5 | 1 | 1 | 1
PrimarySchool_Gym_ACTIVITY_SPEED | Activity | W | WntrDsn | 2014-01-01 | 2014-12-31 | Constant | Hr 1: 120
PrimarySchool_Gym_ACTIVITY_SPEED | Activity | W | SmrDsn | 2014-01-01 | 2014-12-31 | Constant | Hr 1: 120
PrimarySchool_Gym_ACTIVITY_SPEED | Activity | W | Sun | 2014-01-01 | 2014-12-31 | Constant | Hr 1: 120
PrimarySchool_Gym_ACTIVITY_SPEED | Activity | W | Sat | 2014-01-01 | 2014-12-31 | Constant | Hr 1: 120
PrimarySchool_Gym_ACTIVITY_SPEED | Activity | W | Wkdy ¦ Default | 2014-01-01 | 2014-12-31 | Constant | Hr 1: 120
PrimarySchool_Gym_OA_SPEED | OA Air |  | WntrDsn | 2014-01-01 | 2014-12-31 | Constant | bar: Hr 1
PrimarySchool_Gym_OA_SPEED | OA Air |  | SmrDsn | 2014-01-01 | 2014-12-31 | Constant | bar: Hr 1
PrimarySchool_Gym_OA_SPEED | OA Air |  | Sun | 2014-01-01 | 2014-12-31 | Constant | Hr 1: 0
PrimarySchool_Gym_OA_SPEED | OA Air |  | Sat | 2014-01-01 | 2014-12-31 | Constant | Hr 1: 0
PrimarySchool_Gym_OA_SPEED | OA Air |  | Wkdy ¦ Default | 2014-01-01 | 2014-06-15 | Hourly | 0 | 0 | 0 | 0 | 0 | 0 | 0 | 0 | 1 | 1 | 1 | 1 | 1 | 1 | 1 | 1 | 1 | 1 | 1 | 1 | 1 | 0 | 0 | 0
PrimarySchool_Gym_OA_SPEED | OA Air |  | Wkdy ¦ Default | 2014-06-16 | 2014-09-15 | Hourly | 0 | 0 | 0 | 0 | 0 | 0 | 0 | 0 | 1 | 1 | 1 | 1 | 1 | 1 | 1 | 1 | 1 | 1 | 1 | 1 | 1 | 0 | 0 | 0
PrimarySchool_Gym_OA_SPEED | OA Air |  | Wkdy ¦ Default | 2014-09-16 | 2014-12-31 | Hourly | 0 | 0 | 0 | 0 | 0 | 0 | 0 | 0 | 1 | 1 | 1 | 1 | 1 | 1 | 1 | 1 | 1 | 1 | 1 | 1 | 1 | 0 | 0 | 0
SecondarySchool_Restroom_CLGSETP_SPEED | Thermostat Setpoint | C | WntrDsn | 2014-01-01 | 2014-12-31 | Constant | Hr 1: 23.9
SecondarySchool_Restroom_CLGSETP_SPEED | Thermostat Setpoint | C | SmrDsn | 2014-01-01 | 2014-12-31 | Constant | Hr 1: 23.9
SecondarySchool_Restroom_CLGSETP_SPEED | Thermostat Setpoint | C | Sun | 2014-01-01 | 2014-12-31 | Constant | Hr 1: 25.6
SecondarySchool_Restroom_CLGSETP_SPEED | Thermostat Setpoint | C | Sat | 2014-01-01 | 2014-12-31 | Constant | Hr 1: 25.6
SecondarySchool_Restroom_CLGSETP_SPEED | Thermostat Setpoint | C | Wkdy ¦ Default | 2014-01-01 | 2014-06-15 | Hourly | 25.6 | 25.6 | 25.6 | 25.6 | 25.6 | 25.6 | 25.6 | 25.6 | 23.9 | 23.9 | 23.9 | 23.9 | 23.9 | 23.9 | 23.9 | 23.9 | 23.9 | 23.9 | 23.9 | 23.9 | 23.9 | 25.6 | 25.6 | 25.6
SecondarySchool_Restroom_CLGSETP_SPEED | Thermostat Setpoint | C | Wkdy ¦ Default | 2014-06-16 | 2014-09-15 | Hourly | 25.6 | 25.6 | 25.6 | 25.6 | 25.6 | 25.6 | 25.6 | 25.6 | 23.9 | 23.9 | 23.9 | 23.9 | 23.9 | 23.9 | 23.9 | 23.9 | 23.9 | 23.9 | 23.9 | 23.9 | 23.9 | 25.6 | 25.6 | 25.6
SecondarySchool_Restroom_CLGSETP_SPEED | Thermostat Setpoint | C | Wkdy ¦ Default | 2014-09-16 | 2014-12-31 | Hourly | 25.6 | 25.6 | 25.6 | 25.6 | 25.6 | 25.6 | 25.6 | 25.6 | 23.9 | 23.9 | 23.9 | 23.9 | 23.9 | 23.9 | 23.9 | 23.9 | 23.9 | 23.9 | 23.9 | 23.9 | 23.9 | 25.6 | 25.6 | 25.6
SecondarySchool_Restroom_HTGSETP_SPEED | Thermostat Setpoint | C | WntrDsn | 2014-01-01 | 2014-12-31 | Constant | Hr 1: 21.1
SecondarySchool_Restroom_HTGSETP_SPEED | Thermostat Setpoint | C | SmrDsn | 2014-01-01 | 2014-12-31 | Constant | Hr 1: 21.1
SecondarySchool_Restroom_HTGSETP_SPEED | Thermostat Setpoint | C | Sun | 2014-01-01 | 2014-12-31 | Constant | Hr 1: 19.4
SecondarySchool_Restroom_HTGSETP_SPEED | Thermostat Setpoint | C | Sat | 2014-01-01 | 2014-12-31 | Constant | Hr 1: 19.4
SecondarySchool_Restroom_HTGSETP_SPEED | Thermostat Setpoint | C | Wkdy ¦ Default | 2014-01-01 | 2014-06-15 | Hourly | 19.4 | 19.4 | 19.4 | 19.4 | 19.4 | 19.4 | 19.4 | 19.4 | 21.1 | 21.1 | 21.1 | 21.1 | 21.1 | 21.1 | 21.1 | 21.1 | 21.1 | 21.1 | 21.1 | 21.1 | 21.1 | 19.4 | 19.4 | 19.4
SecondarySchool_Restroom_HTGSETP_SPEED | Thermostat Setpoint | C | Wkdy ¦ Default | 2014-06-16 | 2014-09-15 | Hourly | 19.4 | 19.4 | 19.4 | 19.4 | 19.4 | 19.4 | 19.4 | 19.4 | 21.1 | 21.1 | 21.1 | 21.1 | 21.1 | 21.1 | 21.1 | 21.1 | 21.1 | 21.1 | 21.1 | 21.1 | 21.1 | 19.4 | 19.4 | 19.4
SecondarySchool_Restroom_HTGSETP_SPEED | Thermostat Setpoint | C | Wkdy ¦ Default | 2014-09-16 | 2014-12-31 | Hourly | 19.4 | 19.4 | 19.4 | 19.4 | 19.4 | 19.4 | 19.4 | 19.4 | 21.1 | 21.1 | 21.1 | 21.1 | 21.1 | 21.1 | 21.1 | 21.1 | 21.1 | 21.1 | 21.1 | 21.1 | 21.1 | 19.4 | 19.4 | 19.4
SecondarySchool_Restroom_OCC_SPEED | Occupancy |  | WntrDsn | 2014-01-01 | 2014-12-31 | Constant | Hr 1: 0
SecondarySchool_Restroom_OCC_SPEED | Occupancy |  | SmrDsn | 2014-01-01 | 2014-12-31 | Constant | bar: Hr 1
SecondarySchool_Restroom_OCC_SPEED | Occupancy |  | Sun | 2014-01-01 | 2014-12-31 | Constant | Hr 1: 0
SecondarySchool_Restroom_OCC_SPEED | Occupancy |  | Sat | 2014-01-01 | 2014-12-31 | Constant | Hr 1: 0
SecondarySchool_Restroom_OCC_SPEED | Occupancy |  | Wkdy ¦ Default | 2014-01-01 | 2014-06-15 | Hourly | 0 | 0 | 0 | 0 | 0 | 0 | 0 | 0 | 0.95 | 0.95 | 0.95 | 0.95 | 0.95 | 0.95 | 0.95 | 0.95 | 0.15 | 0.15 | 0.15 | 0.15 | 0.15 | 0 | 0 | 0
SecondarySchool_Restroom_OCC_SPEED | Occupancy |  | Wkdy ¦ Default | 2014-06-16 | 2014-09-15 | Hourly | 0 | 0 | 0 | 0 | 0 | 0 | 0 | 0 | 0.15 | 0.15 | 0.15 | 0.15 | 0.15 | 0.15 | 0.15 | 0.15 | 0.15 | 0.15 | 0.15 | 0.15 | 0.15 | 0 | 0 | 0
SecondarySchool_Restroom_OCC_SPEED | Occupancy |  | Wkdy ¦ Default | 2014-09-16 | 2014-12-31 | Hourly | 0 | 0 | 0 | 0 | 0 | 0 | 0 | 0 | 0.95 | 0.95 | 0.95 | 0.95 | 0.95 | 0.95 | 0.95 | 0.95 | 0.15 | 0.15 | 0.15 | 0.15 | 0.15 | 0 | 0 | 0
SecondarySchool_Restroom_LIGHT_2007_SPEED | Lighting |  | WntrDsn | 2014-01-01 | 2014-12-31 | Constant | Hr 1: 0
SecondarySchool_Restroom_LIGHT_2007_SPEED | Lighting |  | SmrDsn | 2014-01-01 | 2014-12-31 | Constant | bar: Hr 1
SecondarySchool_Restroom_LIGHT_2007_SPEED | Lighting |  | Sun | 2014-01-01 | 2014-06-30 | Constant | Hr 1: 0.1773
SecondarySchool_Restroom_LIGHT_2007_SPEED | Lighting |  | Sun | 2014-07-01 | 2014-09-01 | Constant | Hr 1: 0.1773
SecondarySchool_Restroom_LIGHT_2007_SPEED | Lighting |  | Sun | 2014-09-01 | 2014-12-31 | Constant | Hr 1: 0.1773
SecondarySchool_Restroom_LIGHT_2007_SPEED | Lighting |  | Sat | 2014-01-01 | 2014-06-30 | Constant | Hr 1: 0.1773
SecondarySchool_Restroom_LIGHT_2007_SPEED | Lighting |  | Sat | 2014-07-01 | 2014-09-01 | Constant | Hr 1: 0.1773
SecondarySchool_Restroom_LIGHT_2007_SPEED | Lighting |  | Sat | 2014-09-01 | 2014-12-31 | Constant | Hr 1: 0.1773
SecondarySchool_Restroom_LIGHT_2007_SPEED | Lighting |  | Wkdy ¦ Default | 2014-01-01 | 2014-06-30 | Hourly | 0.1773 | 0.1773 | 0.1773 | 0.1773 | 0.1773 | 0.1773 | 0.1773 | 0.9 | 0.9 | 0.9 | 0.9 | 0.9 | 0.9 | 0.9 | 0.9 | 0.9 | 0.9 | 0.9 | 0.9 | 0.9 | 0.9 | 0.1773 | 0.1773 | 0.1773
SecondarySchool_Restroom_LIGHT_2007_SPEED | Lighting |  | Wkdy ¦ Default | 2014-07-01 | 2014-09-01 | Hourly | 0.1773 | 0.1773 | 0.1773 | 0.1773 | 0.1773 | 0.1773 | 0.1773 | 0.1773 | 0.5 | 0.5 | 0.5 | 0.5 | 0.5 | 0.5 | 0.5 | 0.5 | 0.5 | 0.5 | 0.5 | 0.5 | 0.1773 | 0.1773 | 0.1773 | 0.1773
SecondarySchool_Restroom_LIGHT_2007_SPEED | Lighting |  | Wkdy ¦ Default | 2014-09-01 | 2014-12-31 | Hourly | 0.1773 | 0.1773 | 0.1773 | 0.1773 | 0.1773 | 0.1773 | 0.1773 | 0.9 | 0.9 | 0.9 | 0.9 | 0.9 | 0.9 | 0.9 | 0.9 | 0.9 | 0.9 | 0.9 | 0.9 | 0.9 | 0.9 | 0.1773 | 0.1773 | 0.1773
SecondarySchool_Restroom_EQUIP_2007_SPEED | Equipment |  | WntrDsn | 2014-01-01 | 2014-12-31 | Constant | Hr 1: 0
SecondarySchool_Restroom_EQUIP_2007_SPEED | Equipment |  | SmrDsn | 2014-01-01 | 2014-12-31 | Constant | bar: Hr 1
SecondarySchool_Restroom_EQUIP_2007_SPEED | Equipment |  | Sun | 2014-01-01 | 2014-06-30 | Constant | Hr 1: 0.35
SecondarySchool_Restroom_EQUIP_2007_SPEED | Equipment |  | Sun | 2014-07-01 | 2014-09-01 | Constant | Hr 1: 0.25
SecondarySchool_Restroom_EQUIP_2007_SPEED | Equipment |  | Sun | 2014-09-01 | 2014-12-31 | Constant | Hr 1: 0.35
SecondarySchool_Restroom_EQUIP_2007_SPEED | Equipment |  | Sat | 2014-01-01 | 2014-06-30 | Constant | Hr 1: 0.35
SecondarySchool_Restroom_EQUIP_2007_SPEED | Equipment |  | Sat | 2014-07-01 | 2014-09-01 | Constant | Hr 1: 0.25
SecondarySchool_Restroom_EQUIP_2007_SPEED | Equipment |  | Sat | 2014-09-01 | 2014-12-31 | Constant | Hr 1: 0.35
SecondarySchool_Restroom_EQUIP_2007_SPEED | Equipment |  | Wkdy ¦ Default | 2014-01-01 | 2014-06-30 | Hourly | 0.35 | 0.35 | 0.35 | 0.35 | 0.35 | 0.35 | 0.35 | 0.35 | 0.95 | 0.95 | 0.95 | 0.95 | 0.95 | 0.95 | 0.95 | 0.95 | 0.95 | 0.35 | 0.35 | 0.35 | 0.35 | 0.35 | 0.35 | 0.35
SecondarySchool_Restroom_EQUIP_2007_SPEED | Equipment |  | Wkdy ¦ Default | 2014-07-01 | 2014-09-01 | Hourly | 0.25 | 0.25 | 0.25 | 0.25 | 0.25 | 0.25 | 0.25 | 0.25 | 0.5 | 0.5 | 0.5 | 0.5 | 0.5 | 0.5 | 0.5 | 0.5 | 0.5 | 0.25 | 0.25 | 0.25 | 0.25 | 0.25 | 0.25 | 0.25
SecondarySchool_Restroom_EQUIP_2007_SPEED | Equipment |  | Wkdy ¦ Default | 2014-09-01 | 2014-12-31 | Hourly | 0.35 | 0.35 | 0.35 | 0.35 | 0.35 | 0.35 | 0.35 | 0.35 | 0.95 | 0.95 | 0.95 | 0.95 | 0.95 | 0.95 | 0.95 | 0.95 | 0.95 | 0.35 | 0.35 | 0.35 | 0.35 | 0.35 | 0.35 | 0.35
SecondarySchool_Restroom_LIGHT_2010_SPEED | Lighting |  | WntrDsn | 2014-01-01 | 2014-12-31 | Constant | Hr 1: 0
SecondarySchool_Restroom_LIGHT_2010_SPEED | Lighting |  | SmrDsn | 2014-01-01 | 2014-12-31 | Constant | bar: Hr 1
SecondarySchool_Restroom_LIGHT_2010_SPEED | Lighting |  | Sun | 2014-01-01 | 2014-06-30 | Constant | Hr 1: 0.1773
SecondarySchool_Restroom_LIGHT_2010_SPEED | Lighting |  | Sun | 2014-07-01 | 2014-09-01 | Constant | Hr 1: 0.1773
SecondarySchool_Restroom_LIGHT_2010_SPEED | Lighting |  | Sun | 2014-09-01 | 2014-12-31 | Constant | Hr 1: 0.1773
SecondarySchool_Restroom_LIGHT_2010_SPEED | Lighting |  | Sat | 2014-01-01 | 2014-06-30 | Constant | Hr 1: 0.1773
SecondarySchool_Restroom_LIGHT_2010_SPEED | Lighting |  | Sat | 2014-07-01 | 2014-09-01 | Constant | Hr 1: 0.1773
SecondarySchool_Restroom_LIGHT_2010_SPEED | Lighting |  | Sat | 2014-09-01 | 2014-12-31 | Constant | Hr 1: 0.1773
SecondarySchool_Restroom_LIGHT_2010_SPEED | Lighting |  | Wkdy ¦ Default | 2014-01-01 | 2014-06-30 | Hourly | 0.1773 | 0.1773 | 0.1773 | 0.1773 | 0.1773 | 0.1773 | 0.1773 | 0.9 | 0.594 | 0.594 | 0.594 | 0.594 | 0.594 | 0.594 | 0.594 | 0.594 | 0.594 | 0.594 | 0.594 | 0.594 | 0.594 | 0.1773 | 0.1773 | 0.1773
SecondarySchool_Restroom_LIGHT_2010_SPEED | Lighting |  | Wkdy ¦ Default | 2014-07-01 | 2014-09-01 | Hourly | 0.1773 | 0.1773 | 0.1773 | 0.1773 | 0.1773 | 0.1773 | 0.1773 | 0.1773 | 0.33 | 0.33 | 0.33 | 0.33 | 0.33 | 0.33 | 0.33 | 0.33 | 0.33 | 0.33 | 0.33 | 0.33 | 0.11702 | 0.1773 | 0.1773 | 0.1773
SecondarySchool_Restroom_LIGHT_2010_SPEED | Lighting |  | Wkdy ¦ Default | 2014-09-01 | 2014-12-31 | Hourly | 0.1773 | 0.1773 | 0.1773 | 0.1773 | 0.1773 | 0.1773 | 0.1773 | 0.9 | 0.594 | 0.594 | 0.594 | 0.594 | 0.594 | 0.594 | 0.594 | 0.594 | 0.594 | 0.594 | 0.594 | 0.594 | 0.594 | 0.1773 | 0.1773 | 0.1773
SecondarySchool_Restroom_EQUIP_2010_SPEED | Equipment |  | WntrDsn | 2014-01-01 | 2014-12-31 | Constant | Hr 1: 0
SecondarySchool_Restroom_EQUIP_2010_SPEED | Equipment |  | SmrDsn | 2014-01-01 | 2014-12-31 | Constant | bar: Hr 1
SecondarySchool_Restroom_EQUIP_2010_SPEED | Equipment |  | Sun | 2014-01-01 | 2014-06-30 | Constant | Hr 1: 0.35
SecondarySchool_Restroom_EQUIP_2010_SPEED | Equipment |  | Sun | 2014-07-01 | 2014-09-01 | Constant | Hr 1: 0.25
SecondarySchool_Restroom_EQUIP_2010_SPEED | Equipment |  | Sun | 2014-09-01 | 2014-12-31 | Constant | Hr 1: 0.35
SecondarySchool_Restroom_EQUIP_2010_SPEED | Equipment |  | Sat | 2014-01-01 | 2014-06-30 | Constant | Hr 1: 0.35
SecondarySchool_Restroom_EQUIP_2010_SPEED | Equipment |  | Sat | 2014-07-01 | 2014-09-01 | Constant | Hr 1: 0.25
SecondarySchool_Restroom_EQUIP_2010_SPEED | Equipment |  | Sat | 2014-09-01 | 2014-12-31 | Constant | Hr 1: 0.35
SecondarySchool_Restroom_EQUIP_2010_SPEED | Equipment |  | Wkdy ¦ Default | 2014-01-01 | 2014-06-30 | Hourly | 0.35 | 0.35 | 0.35 | 0.35 | 0.35 | 0.35 | 0.35 | 0.35 | 0.95 | 0.95 | 0.95 | 0.95 | 0.95 | 0.95 | 0.95 | 0.95 | 0.95 | 0.35 | 0.35 | 0.35 | 0.35 | 0.35 | 0.35 | 0.35
SecondarySchool_Restroom_EQUIP_2010_SPEED | Equipment |  | Wkdy ¦ Default | 2014-07-01 | 2014-09-01 | Hourly | 0.25 | 0.25 | 0.25 | 0.25 | 0.25 | 0.25 | 0.25 | 0.25 | 0.5 | 0.5 | 0.5 | 0.5 | 0.5 | 0.5 | 0.5 | 0.5 | 0.5 | 0.25 | 0.25 | 0.25 | 0.25 | 0.25 | 0.25 | 0.25
SecondarySchool_Restroom_EQUIP_2010_SPEED | Equipment |  | Wkdy ¦ Default | 2014-09-01 | 2014-12-31 | Hourly | 0.35 | 0.35 | 0.35 | 0.35 | 0.35 | 0.35 | 0.35 | 0.35 | 0.95 | 0.95 | 0.95 | 0.95 | 0.95 | 0.95 | 0.95 | 0.95 | 0.95 | 0.35 | 0.35 | 0.35 | 0.35 | 0.35 | 0.35 | 0.35
SecondarySchool_Restroom_LIGHT_2013_SPEED | Lighting |  | WntrDsn | 2014-01-01 | 2014-12-31 | Constant | Hr 1: 0
SecondarySchool_Restroom_LIGHT_2013_SPEED | Lighting |  | SmrDsn | 2014-01-01 | 2014-12-31 | Constant | bar: Hr 1
SecondarySchool_Restroom_LIGHT_2013_SPEED | Lighting |  | Sun | 2014-01-01 | 2014-06-30 | Constant | Hr 1: 0.1773
SecondarySchool_Restroom_LIGHT_2013_SPEED | Lighting |  | Sun | 2014-07-01 | 2014-09-01 | Constant | Hr 1: 0.1773
SecondarySchool_Restroom_LIGHT_2013_SPEED | Lighting |  | Sun | 2014-09-01 | 2014-12-31 | Constant | Hr 1: 0.1773
SecondarySchool_Restroom_LIGHT_2013_SPEED | Lighting |  | Sat | 2014-01-01 | 2014-06-30 | Constant | Hr 1: 0.1773
SecondarySchool_Restroom_LIGHT_2013_SPEED | Lighting |  | Sat | 2014-07-01 | 2014-09-01 | Constant | Hr 1: 0.1773
SecondarySchool_Restroom_LIGHT_2013_SPEED | Lighting |  | Sat | 2014-09-01 | 2014-12-31 | Constant | Hr 1: 0.1773
SecondarySchool_Restroom_LIGHT_2013_SPEED | Lighting |  | Wkdy ¦ Default | 2014-01-01 | 2014-06-30 | Hourly | 0.1773 | 0.1773 | 0.1773 | 0.1773 | 0.1773 | 0.1773 | 0.1773 | 0.9 | 0.594 | 0.594 | 0.594 | 0.594 | 0.594 | 0.594 | 0.594 | 0.594 | 0.594 | 0.594 | 0.594 | 0.594 | 0.594 | 0.1773 | 0.1773 | 0.1773
SecondarySchool_Restroom_LIGHT_2013_SPEED | Lighting |  | Wkdy ¦ Default | 2014-07-01 | 2014-09-01 | Hourly | 0.1773 | 0.1773 | 0.1773 | 0.1773 | 0.1773 | 0.1773 | 0.1773 | 0.1773 | 0.33 | 0.33 | 0.33 | 0.33 | 0.33 | 0.33 | 0.33 | 0.33 | 0.33 | 0.33 | 0.33 | 0.33 | 0.11702 | 0.1773 | 0.1773 | 0.1773
SecondarySchool_Restroom_LIGHT_2013_SPEED | Lighting |  | Wkdy ¦ Default | 2014-09-01 | 2014-12-31 | Hourly | 0.1773 | 0.1773 | 0.1773 | 0.1773 | 0.1773 | 0.1773 | 0.1773 | 0.9 | 0.594 | 0.594 | 0.594 | 0.594 | 0.594 | 0.594 | 0.594 | 0.594 | 0.594 | 0.594 | 0.594 | 0.594 | 0.594 | 0.1773 | 0.1773 | 0.1773
SecondarySchool_Restroom_EQUIP_2013_SPEED | Equipment |  | WntrDsn | 2014-01-01 | 2014-12-31 | Constant | Hr 1: 0
SecondarySchool_Restroom_EQUIP_2013_SPEED | Equipment |  | SmrDsn | 2014-01-01 | 2014-12-31 | Constant | bar: Hr 1
SecondarySchool_Restroom_EQUIP_2013_SPEED | Equipment |  | Sun | 2014-01-01 | 2014-06-30 | Constant | Hr 1: 0.29562
SecondarySchool_Restroom_EQUIP_2013_SPEED | Equipment |  | Sun | 2014-07-01 | 2014-09-01 | Constant | Hr 1: 0.21116
SecondarySchool_Restroom_EQUIP_2013_SPEED | Equipment |  | Sun | 2014-09-01 | 2014-12-31 | Constant | Hr 1: 0.29562
SecondarySchool_Restroom_EQUIP_2013_SPEED | Equipment |  | Sat | 2014-01-01 | 2014-06-30 | Constant | Hr 1: 0.29562
SecondarySchool_Restroom_EQUIP_2013_SPEED | Equipment |  | Sat | 2014-07-01 | 2014-09-01 | Constant | Hr 1: 0.21116
SecondarySchool_Restroom_EQUIP_2013_SPEED | Equipment |  | Sat | 2014-09-01 | 2014-12-31 | Constant | Hr 1: 0.29562
SecondarySchool_Restroom_EQUIP_2013_SPEED | Equipment |  | Wkdy ¦ Default | 2014-01-01 | 2014-06-30 | Hourly | 0.29562 | 0.29562 | 0.29562 | 0.29562 | 0.29562 | 0.29562 | 0.29562 | 0.29562 | 0.90367 | 0.90367 | 0.90367 | 0.90367 | 0.90367 | 0.90367 | 0.90367 | 0.90367 | 0.90367 | 0.33293 | 0.33293 | 0.33293 | 0.33293 | 0.29562 | 0.29562 | 0.29562
SecondarySchool_Restroom_EQUIP_2013_SPEED | Equipment |  | Wkdy ¦ Default | 2014-07-01 | 2014-09-01 | Hourly | 0.21116 | 0.21116 | 0.21116 | 0.21116 | 0.21116 | 0.21116 | 0.21116 | 0.21116 | 0.47562 | 0.47562 | 0.47562 | 0.47562 | 0.47562 | 0.47562 | 0.47562 | 0.47562 | 0.47562 | 0.23781 | 0.23781 | 0.23781 | 0.23781 | 0.21116 | 0.21116 | 0.21116
SecondarySchool_Restroom_EQUIP_2013_SPEED | Equipment |  | Wkdy ¦ Default | 2014-09-01 | 2014-12-31 | Hourly | 0.29562 | 0.29562 | 0.29562 | 0.29562 | 0.29562 | 0.29562 | 0.29562 | 0.29562 | 0.90367 | 0.90367 | 0.90367 | 0.90367 | 0.90367 | 0.90367 | 0.90367 | 0.90367 | 0.90367 | 0.33293 | 0.33293 | 0.33293 | 0.33293 | 0.29562 | 0.29562 | 0.29562
SecondarySchool_Restroom_INFIL_SPEED | Infiltration |  | WntrDsn | 2014-01-01 | 2014-12-31 | Constant | bar: Hr 1
SecondarySchool_Restroom_INFIL_SPEED | Infiltration |  | SmrDsn | 2014-01-01 | 2014-12-31 | Constant | bar: Hr 1
SecondarySchool_Restroom_INFIL_SPEED | Infiltration |  | Sun | 2014-01-01 | 2014-12-31 | Constant | bar: Hr 1
SecondarySchool_Restroom_INFIL_SPEED | Infiltration |  | Sat | 2014-01-01 | 2014-12-31 | Constant | bar: Hr 1
SecondarySchool_Restroom_INFIL_SPEED | Infiltration |  | Wkdy ¦ Default | 2014-01-01 | 2014-06-15 | Hourly | 1 | 1 | 1 | 1 | 1 | 1 | 1 | 1 | 0.5 | 0.5 | 0.5 | 0.5 | 0.5 | 0.5 | 0.5 | 0.5 | 0.5 | 0.5 | 0.5 | 0.5 | 0.5 | 1 | 1 | 1
SecondarySchool_Restroom_INFIL_SPEED | Infiltration |  | Wkdy ¦ Default | 2014-06-16 | 2014-09-15 | Hourly | 1 | 1 | 1 | 1 | 1 | 1 | 1 | 1 | 0.5 | 0.5 | 0.5 | 0.5 | 0.5 | 0.5 | 0.5 | 0.5 | 0.5 | 0.5 | 0.5 | 0.5 | 0.5 | 1 | 1 | 1
SecondarySchool_Restroom_INFIL_SPEED | Infiltration |  | Wkdy ¦ Default | 2014-09-16 | 2014-12-31 | Hourly | 1 | 1 | 1 | 1 | 1 | 1 | 1 | 1 | 0.5 | 0.5 | 0.5 | 0.5 | 0.5 | 0.5 | 0.5 | 0.5 | 0.5 | 0.5 | 0.5 | 0.5 | 0.5 | 1 | 1 | 1
SecondarySchool_Restroom_ACTIVITY_SPEED | Activity | W | WntrDsn | 2014-01-01 | 2014-12-31 | Constant | Hr 1: 120
SecondarySchool_Restroom_ACTIVITY_SPEED | Activity | W | SmrDsn | 2014-01-01 | 2014-12-31 | Constant | Hr 1: 120
SecondarySchool_Restroom_ACTIVITY_SPEED | Activity | W | Sun | 2014-01-01 | 2014-12-31 | Constant | Hr 1: 120
SecondarySchool_Restroom_ACTIVITY_SPEED | Activity | W | Sat | 2014-01-01 | 2014-12-31 | Constant | Hr 1: 120
SecondarySchool_Restroom_ACTIVITY_SPEED | Activity | W | Wkdy ¦ Default | 2014-01-01 | 2014-12-31 | Constant | Hr 1: 120
SecondarySchool_Restroom_OA_SPEED | OA Air |  | WntrDsn | 2014-01-01 | 2014-12-31 | Constant | bar: Hr 1
SecondarySchool_Restroom_OA_SPEED | OA Air |  | SmrDsn | 2014-01-01 | 2014-12-31 | Constant | bar: Hr 1
SecondarySchool_Restroom_OA_SPEED | OA Air |  | Sun | 2014-01-01 | 2014-12-31 | Constant | Hr 1: 0
SecondarySchool_Restroom_OA_SPEED | OA Air |  | Sat | 2014-01-01 | 2014-12-31 | Constant | Hr 1: 0
SecondarySchool_Restroom_OA_SPEED | OA Air |  | Wkdy ¦ Default | 2014-01-01 | 2014-06-15 | Hourly | 0 | 0 | 0 | 0 | 0 | 0 | 0 | 0 | 1 | 1 | 1 | 1 | 1 | 1 | 1 | 1 | 1 | 1 | 1 | 1 | 1 | 0 | 0 | 0
SecondarySchool_Restroom_OA_SPEED | OA Air |  | Wkdy ¦ Default | 2014-06-16 | 2014-09-15 | Hourly | 0 | 0 | 0 | 0 | 0 | 0 | 0 | 0 | 1 | 1 | 1 | 1 | 1 | 1 | 1 | 1 | 1 | 1 | 1 | 1 | 1 | 0 | 0 | 0
SecondarySchool_Restroom_OA_SPEED | OA Air |  | Wkdy ¦ Default | 2014-09-16 | 2014-12-31 | Hourly | 0 | 0 | 0 | 0 | 0 | 0 | 0 | 0 | 1 | 1 | 1 | 1 | 1 | 1 | 1 | 1 | 1 | 1 | 1 | 1 | 1 | 0 | 0 | 0
SecondarySchool_Lobby_CLGSETP_SPEED | Thermostat Setpoint | C | WntrDsn | 2014-01-01 | 2014-12-31 | Constant | Hr 1: 23.9
SecondarySchool_Lobby_CLGSETP_SPEED | Thermostat Setpoint | C | SmrDsn | 2014-01-01 | 2014-12-31 | Constant | Hr 1: 23.9
SecondarySchool_Lobby_CLGSETP_SPEED | Thermostat Setpoint | C | Sun | 2014-01-01 | 2014-12-31 | Constant | Hr 1: 25.6
SecondarySchool_Lobby_CLGSETP_SPEED | Thermostat Setpoint | C | Sat | 2014-01-01 | 2014-12-31 | Constant | Hr 1: 25.6
SecondarySchool_Lobby_CLGSETP_SPEED | Thermostat Setpoint | C | Wkdy ¦ Default | 2014-01-01 | 2014-06-15 | Hourly | 25.6 | 25.6 | 25.6 | 25.6 | 25.6 | 25.6 | 25.6 | 25.6 | 23.9 | 23.9 | 23.9 | 23.9 | 23.9 | 23.9 | 23.9 | 23.9 | 23.9 | 23.9 | 23.9 | 23.9 | 23.9 | 25.6 | 25.6 | 25.6
SecondarySchool_Lobby_CLGSETP_SPEED | Thermostat Setpoint | C | Wkdy ¦ Default | 2014-06-16 | 2014-09-15 | Hourly | 25.6 | 25.6 | 25.6 | 25.6 | 25.6 | 25.6 | 25.6 | 25.6 | 23.9 | 23.9 | 23.9 | 23.9 | 23.9 | 23.9 | 23.9 | 23.9 | 23.9 | 23.9 | 23.9 | 23.9 | 23.9 | 25.6 | 25.6 | 25.6
SecondarySchool_Lobby_CLGSETP_SPEED | Thermostat Setpoint | C | Wkdy ¦ Default | 2014-09-16 | 2014-12-31 | Hourly | 25.6 | 25.6 | 25.6 | 25.6 | 25.6 | 25.6 | 25.6 | 25.6 | 23.9 | 23.9 | 23.9 | 23.9 | 23.9 | 23.9 | 23.9 | 23.9 | 23.9 | 23.9 | 23.9 | 23.9 | 23.9 | 25.6 | 25.6 | 25.6
SecondarySchool_Lobby_HTGSETP_SPEED | Thermostat Setpoint | C | WntrDsn | 2014-01-01 | 2014-12-31 | Constant | Hr 1: 21.1
SecondarySchool_Lobby_HTGSETP_SPEED | Thermostat Setpoint | C | SmrDsn | 2014-01-01 | 2014-12-31 | Constant | Hr 1: 21.1
SecondarySchool_Lobby_HTGSETP_SPEED | Thermostat Setpoint | C | Sun | 2014-01-01 | 2014-12-31 | Constant | Hr 1: 19.4
SecondarySchool_Lobby_HTGSETP_SPEED | Thermostat Setpoint | C | Sat | 2014-01-01 | 2014-12-31 | Constant | Hr 1: 19.4
SecondarySchool_Lobby_HTGSETP_SPEED | Thermostat Setpoint | C | Wkdy ¦ Default | 2014-01-01 | 2014-06-15 | Hourly | 19.4 | 19.4 | 19.4 | 19.4 | 19.4 | 19.4 | 19.4 | 19.4 | 21.1 | 21.1 | 21.1 | 21.1 | 21.1 | 21.1 | 21.1 | 21.1 | 21.1 | 21.1 | 21.1 | 21.1 | 21.1 | 19.4 | 19.4 | 19.4
SecondarySchool_Lobby_HTGSETP_SPEED | Thermostat Setpoint | C | Wkdy ¦ Default | 2014-06-16 | 2014-09-15 | Hourly | 19.4 | 19.4 | 19.4 | 19.4 | 19.4 | 19.4 | 19.4 | 19.4 | 21.1 | 21.1 | 21.1 | 21.1 | 21.1 | 21.1 | 21.1 | 21.1 | 21.1 | 21.1 | 21.1 | 21.1 | 21.1 | 19.4 | 19.4 | 19.4
SecondarySchool_Lobby_HTGSETP_SPEED | Thermostat Setpoint | C | Wkdy ¦ Default | 2014-09-16 | 2014-12-31 | Hourly | 19.4 | 19.4 | 19.4 | 19.4 | 19.4 | 19.4 | 19.4 | 19.4 | 21.1 | 21.1 | 21.1 | 21.1 | 21.1 | 21.1 | 21.1 | 21.1 | 21.1 | 21.1 | 21.1 | 21.1 | 21.1 | 19.4 | 19.4 | 19.4
SecondarySchool_Lobby_OCC_SPEED | Occupancy |  | WntrDsn | 2014-01-01 | 2014-12-31 | Constant | Hr 1: 0
SecondarySchool_Lobby_OCC_SPEED | Occupancy |  | SmrDsn | 2014-01-01 | 2014-12-31 | Constant | bar: Hr 1
SecondarySchool_Lobby_OCC_SPEED | Occupancy |  | Sun | 2014-01-01 | 2014-12-31 | Constant | Hr 1: 0
SecondarySchool_Lobby_OCC_SPEED | Occupancy |  | Sat | 2014-01-01 | 2014-12-31 | Constant | Hr 1: 0
SecondarySchool_Lobby_OCC_SPEED | Occupancy |  | Wkdy ¦ Default | 2014-01-01 | 2014-06-15 | Hourly | 0 | 0 | 0 | 0 | 0 | 0 | 0 | 0 | 0.95 | 0.95 | 0.95 | 0.95 | 0.95 | 0.95 | 0.95 | 0.95 | 0.15 | 0.15 | 0.15 | 0.15 | 0.15 | 0 | 0 | 0
SecondarySchool_Lobby_OCC_SPEED | Occupancy |  | Wkdy ¦ Default | 2014-06-16 | 2014-09-15 | Hourly | 0 | 0 | 0 | 0 | 0 | 0 | 0 | 0 | 0.15 | 0.15 | 0.15 | 0.15 | 0.15 | 0.15 | 0.15 | 0.15 | 0.15 | 0.15 | 0.15 | 0.15 | 0.15 | 0 | 0 | 0
SecondarySchool_Lobby_OCC_SPEED | Occupancy |  | Wkdy ¦ Default | 2014-09-16 | 2014-12-31 | Hourly | 0 | 0 | 0 | 0 | 0 | 0 | 0 | 0 | 0.95 | 0.95 | 0.95 | 0.95 | 0.95 | 0.95 | 0.95 | 0.95 | 0.15 | 0.15 | 0.15 | 0.15 | 0.15 | 0 | 0 | 0
SecondarySchool_Lobby_LIGHT_2007_SPEED | Lighting |  | WntrDsn | 2014-01-01 | 2014-12-31 | Constant | Hr 1: 0
SecondarySchool_Lobby_LIGHT_2007_SPEED | Lighting |  | SmrDsn | 2014-01-01 | 2014-12-31 | Constant | bar: Hr 1
SecondarySchool_Lobby_LIGHT_2007_SPEED | Lighting |  | Sun | 2014-01-01 | 2014-06-30 | Constant | Hr 1: 0.1773
SecondarySchool_Lobby_LIGHT_2007_SPEED | Lighting |  | Sun | 2014-07-01 | 2014-09-01 | Constant | Hr 1: 0.1773
SecondarySchool_Lobby_LIGHT_2007_SPEED | Lighting |  | Sun | 2014-09-01 | 2014-12-31 | Constant | Hr 1: 0.1773
SecondarySchool_Lobby_LIGHT_2007_SPEED | Lighting |  | Sat | 2014-01-01 | 2014-06-30 | Constant | Hr 1: 0.1773
SecondarySchool_Lobby_LIGHT_2007_SPEED | Lighting |  | Sat | 2014-07-01 | 2014-09-01 | Constant | Hr 1: 0.1773
SecondarySchool_Lobby_LIGHT_2007_SPEED | Lighting |  | Sat | 2014-09-01 | 2014-12-31 | Constant | Hr 1: 0.1773
SecondarySchool_Lobby_LIGHT_2007_SPEED | Lighting |  | Wkdy ¦ Default | 2014-01-01 | 2014-06-30 | Hourly | 0.1773 | 0.1773 | 0.1773 | 0.1773 | 0.1773 | 0.1773 | 0.1773 | 0.9 | 0.9 | 0.9 | 0.9 | 0.9 | 0.9 | 0.9 | 0.9 | 0.9 | 0.9 | 0.9 | 0.9 | 0.9 | 0.9 | 0.1773 | 0.1773 | 0.1773
SecondarySchool_Lobby_LIGHT_2007_SPEED | Lighting |  | Wkdy ¦ Default | 2014-07-01 | 2014-09-01 | Hourly | 0.1773 | 0.1773 | 0.1773 | 0.1773 | 0.1773 | 0.1773 | 0.1773 | 0.1773 | 0.5 | 0.5 | 0.5 | 0.5 | 0.5 | 0.5 | 0.5 | 0.5 | 0.5 | 0.5 | 0.5 | 0.5 | 0.1773 | 0.1773 | 0.1773 | 0.1773
SecondarySchool_Lobby_LIGHT_2007_SPEED | Lighting |  | Wkdy ¦ Default | 2014-09-01 | 2014-12-31 | Hourly | 0.1773 | 0.1773 | 0.1773 | 0.1773 | 0.1773 | 0.1773 | 0.1773 | 0.9 | 0.9 | 0.9 | 0.9 | 0.9 | 0.9 | 0.9 | 0.9 | 0.9 | 0.9 | 0.9 | 0.9 | 0.9 | 0.9 | 0.1773 | 0.1773 | 0.1773
SecondarySchool_Lobby_EQUIP_2007_SPEED | Equipment |  | WntrDsn | 2014-01-01 | 2014-12-31 | Constant | Hr 1: 0
SecondarySchool_Lobby_EQUIP_2007_SPEED | Equipment |  | SmrDsn | 2014-01-01 | 2014-12-31 | Constant | bar: Hr 1
SecondarySchool_Lobby_EQUIP_2007_SPEED | Equipment |  | Sun | 2014-01-01 | 2014-06-30 | Constant | Hr 1: 0.35
SecondarySchool_Lobby_EQUIP_2007_SPEED | Equipment |  | Sun | 2014-07-01 | 2014-09-01 | Constant | Hr 1: 0.25
SecondarySchool_Lobby_EQUIP_2007_SPEED | Equipment |  | Sun | 2014-09-01 | 2014-12-31 | Constant | Hr 1: 0.35
SecondarySchool_Lobby_EQUIP_2007_SPEED | Equipment |  | Sat | 2014-01-01 | 2014-06-30 | Constant | Hr 1: 0.35
SecondarySchool_Lobby_EQUIP_2007_SPEED | Equipment |  | Sat | 2014-07-01 | 2014-09-01 | Constant | Hr 1: 0.25
SecondarySchool_Lobby_EQUIP_2007_SPEED | Equipment |  | Sat | 2014-09-01 | 2014-12-31 | Constant | Hr 1: 0.35
SecondarySchool_Lobby_EQUIP_2007_SPEED | Equipment |  | Wkdy ¦ Default | 2014-01-01 | 2014-06-30 | Hourly | 0.35 | 0.35 | 0.35 | 0.35 | 0.35 | 0.35 | 0.35 | 0.35 | 0.95 | 0.95 | 0.95 | 0.95 | 0.95 | 0.95 | 0.95 | 0.95 | 0.95 | 0.35 | 0.35 | 0.35 | 0.35 | 0.35 | 0.35 | 0.35
SecondarySchool_Lobby_EQUIP_2007_SPEED | Equipment |  | Wkdy ¦ Default | 2014-07-01 | 2014-09-01 | Hourly | 0.25 | 0.25 | 0.25 | 0.25 | 0.25 | 0.25 | 0.25 | 0.25 | 0.5 | 0.5 | 0.5 | 0.5 | 0.5 | 0.5 | 0.5 | 0.5 | 0.5 | 0.25 | 0.25 | 0.25 | 0.25 | 0.25 | 0.25 | 0.25
SecondarySchool_Lobby_EQUIP_2007_SPEED | Equipment |  | Wkdy ¦ Default | 2014-09-01 | 2014-12-31 | Hourly | 0.35 | 0.35 | 0.35 | 0.35 | 0.35 | 0.35 | 0.35 | 0.35 | 0.95 | 0.95 | 0.95 | 0.95 | 0.95 | 0.95 | 0.95 | 0.95 | 0.95 | 0.35 | 0.35 | 0.35 | 0.35 | 0.35 | 0.35 | 0.35
SecondarySchool_Lobby_LIGHT_2010_SPEED | Lighting |  | WntrDsn | 2014-01-01 | 2014-12-31 | Constant | Hr 1: 0
SecondarySchool_Lobby_LIGHT_2010_SPEED | Lighting |  | SmrDsn | 2014-01-01 | 2014-12-31 | Constant | bar: Hr 1
SecondarySchool_Lobby_LIGHT_2010_SPEED | Lighting |  | Sun | 2014-01-01 | 2014-06-30 | Constant | Hr 1: 0.1773
SecondarySchool_Lobby_LIGHT_2010_SPEED | Lighting |  | Sun | 2014-07-01 | 2014-09-01 | Constant | Hr 1: 0.1773
SecondarySchool_Lobby_LIGHT_2010_SPEED | Lighting |  | Sun | 2014-09-01 | 2014-12-31 | Constant | Hr 1: 0.1773
SecondarySchool_Lobby_LIGHT_2010_SPEED | Lighting |  | Sat | 2014-01-01 | 2014-06-30 | Constant | Hr 1: 0.1773
SecondarySchool_Lobby_LIGHT_2010_SPEED | Lighting |  | Sat | 2014-07-01 | 2014-09-01 | Constant | Hr 1: 0.1773
SecondarySchool_Lobby_LIGHT_2010_SPEED | Lighting |  | Sat | 2014-09-01 | 2014-12-31 | Constant | Hr 1: 0.1773
SecondarySchool_Lobby_LIGHT_2010_SPEED | Lighting |  | Wkdy ¦ Default | 2014-01-01 | 2014-06-30 | Hourly | 0.1773 | 0.1773 | 0.1773 | 0.1773 | 0.1773 | 0.1773 | 0.1773 | 0.9 | 0.9 | 0.9 | 0.9 | 0.9 | 0.9 | 0.9 | 0.9 | 0.9 | 0.9 | 0.9 | 0.9 | 0.9 | 0.9 | 0.1773 | 0.1773 | 0.1773
SecondarySchool_Lobby_LIGHT_2010_SPEED | Lighting |  | Wkdy ¦ Default | 2014-07-01 | 2014-09-01 | Hourly | 0.1773 | 0.1773 | 0.1773 | 0.1773 | 0.1773 | 0.1773 | 0.1773 | 0.1773 | 0.5 | 0.5 | 0.5 | 0.5 | 0.5 | 0.5 | 0.5 | 0.5 | 0.5 | 0.5 | 0.5 | 0.5 | 0.1773 | 0.1773 | 0.1773 | 0.1773
SecondarySchool_Lobby_LIGHT_2010_SPEED | Lighting |  | Wkdy ¦ Default | 2014-09-01 | 2014-12-31 | Hourly | 0.1773 | 0.1773 | 0.1773 | 0.1773 | 0.1773 | 0.1773 | 0.1773 | 0.9 | 0.9 | 0.9 | 0.9 | 0.9 | 0.9 | 0.9 | 0.9 | 0.9 | 0.9 | 0.9 | 0.9 | 0.9 | 0.9 | 0.1773 | 0.1773 | 0.1773
SecondarySchool_Lobby_EQUIP_2010_SPEED | Equipment |  | WntrDsn | 2014-01-01 | 2014-12-31 | Constant | Hr 1: 0
SecondarySchool_Lobby_EQUIP_2010_SPEED | Equipment |  | SmrDsn | 2014-01-01 | 2014-12-31 | Constant | bar: Hr 1
SecondarySchool_Lobby_EQUIP_2010_SPEED | Equipment |  | Sun | 2014-01-01 | 2014-06-30 | Constant | Hr 1: 0.35
SecondarySchool_Lobby_EQUIP_2010_SPEED | Equipment |  | Sun | 2014-07-01 | 2014-09-01 | Constant | Hr 1: 0.25
SecondarySchool_Lobby_EQUIP_2010_SPEED | Equipment |  | Sun | 2014-09-01 | 2014-12-31 | Constant | Hr 1: 0.35
SecondarySchool_Lobby_EQUIP_2010_SPEED | Equipment |  | Sat | 2014-01-01 | 2014-06-30 | Constant | Hr 1: 0.35
SecondarySchool_Lobby_EQUIP_2010_SPEED | Equipment |  | Sat | 2014-07-01 | 2014-09-01 | Constant | Hr 1: 0.25
SecondarySchool_Lobby_EQUIP_2010_SPEED | Equipment |  | Sat | 2014-09-01 | 2014-12-31 | Constant | Hr 1: 0.35
SecondarySchool_Lobby_EQUIP_2010_SPEED | Equipment |  | Wkdy ¦ Default | 2014-01-01 | 2014-06-30 | Hourly | 0.35 | 0.35 | 0.35 | 0.35 | 0.35 | 0.35 | 0.35 | 0.35 | 0.95 | 0.95 | 0.95 | 0.95 | 0.95 | 0.95 | 0.95 | 0.95 | 0.95 | 0.35 | 0.35 | 0.35 | 0.35 | 0.35 | 0.35 | 0.35
SecondarySchool_Lobby_EQUIP_2010_SPEED | Equipment |  | Wkdy ¦ Default | 2014-07-01 | 2014-09-01 | Hourly | 0.25 | 0.25 | 0.25 | 0.25 | 0.25 | 0.25 | 0.25 | 0.25 | 0.5 | 0.5 | 0.5 | 0.5 | 0.5 | 0.5 | 0.5 | 0.5 | 0.5 | 0.25 | 0.25 | 0.25 | 0.25 | 0.25 | 0.25 | 0.25
SecondarySchool_Lobby_EQUIP_2010_SPEED | Equipment |  | Wkdy ¦ Default | 2014-09-01 | 2014-12-31 | Hourly | 0.35 | 0.35 | 0.35 | 0.35 | 0.35 | 0.35 | 0.35 | 0.35 | 0.95 | 0.95 | 0.95 | 0.95 | 0.95 | 0.95 | 0.95 | 0.95 | 0.95 | 0.35 | 0.35 | 0.35 | 0.35 | 0.35 | 0.35 | 0.35
SecondarySchool_Lobby_LIGHT_2013_SPEED | Lighting |  | WntrDsn | 2014-01-01 | 2014-12-31 | Constant | Hr 1: 0
SecondarySchool_Lobby_LIGHT_2013_SPEED | Lighting |  | SmrDsn | 2014-01-01 | 2014-12-31 | Constant | bar: Hr 1
SecondarySchool_Lobby_LIGHT_2013_SPEED | Lighting |  | Sun | 2014-01-01 | 2014-06-30 | Constant | Hr 1: 0.1773
SecondarySchool_Lobby_LIGHT_2013_SPEED | Lighting |  | Sun | 2014-07-01 | 2014-09-01 | Constant | Hr 1: 0.1773
SecondarySchool_Lobby_LIGHT_2013_SPEED | Lighting |  | Sun | 2014-09-01 | 2014-12-31 | Constant | Hr 1: 0.1773
SecondarySchool_Lobby_LIGHT_2013_SPEED | Lighting |  | Sat | 2014-01-01 | 2014-06-30 | Constant | Hr 1: 0.1773
SecondarySchool_Lobby_LIGHT_2013_SPEED | Lighting |  | Sat | 2014-07-01 | 2014-09-01 | Constant | Hr 1: 0.1773
SecondarySchool_Lobby_LIGHT_2013_SPEED | Lighting |  | Sat | 2014-09-01 | 2014-12-31 | Constant | Hr 1: 0.1773
SecondarySchool_Lobby_LIGHT_2013_SPEED | Lighting |  | Wkdy ¦ Default | 2014-01-01 | 2014-06-30 | Hourly | 0.1773 | 0.1773 | 0.1773 | 0.1773 | 0.1773 | 0.1773 | 0.1773 | 0.9 | 0.855 | 0.855 | 0.855 | 0.855 | 0.855 | 0.855 | 0.855 | 0.855 | 0.855 | 0.855 | 0.855 | 0.855 | 0.855 | 0.1773 | 0.1773 | 0.1773
SecondarySchool_Lobby_LIGHT_2013_SPEED | Lighting |  | Wkdy ¦ Default | 2014-07-01 | 2014-09-01 | Hourly | 0.1773 | 0.1773 | 0.1773 | 0.1773 | 0.1773 | 0.1773 | 0.1773 | 0.1773 | 0.475 | 0.475 | 0.475 | 0.475 | 0.475 | 0.475 | 0.475 | 0.475 | 0.475 | 0.475 | 0.475 | 0.475 | 0.16844 | 0.1773 | 0.1773 | 0.1773
SecondarySchool_Lobby_LIGHT_2013_SPEED | Lighting |  | Wkdy ¦ Default | 2014-09-01 | 2014-12-31 | Hourly | 0.1773 | 0.1773 | 0.1773 | 0.1773 | 0.1773 | 0.1773 | 0.1773 | 0.9 | 0.855 | 0.855 | 0.855 | 0.855 | 0.855 | 0.855 | 0.855 | 0.855 | 0.855 | 0.855 | 0.855 | 0.855 | 0.855 | 0.1773 | 0.1773 | 0.1773
SecondarySchool_Lobby_EQUIP_2013_SPEED | Equipment |  | WntrDsn | 2014-01-01 | 2014-12-31 | Constant | Hr 1: 0
SecondarySchool_Lobby_EQUIP_2013_SPEED | Equipment |  | SmrDsn | 2014-01-01 | 2014-12-31 | Constant | bar: Hr 1
SecondarySchool_Lobby_EQUIP_2013_SPEED | Equipment |  | Sun | 2014-01-01 | 2014-06-30 | Constant | Hr 1: 0.29562
SecondarySchool_Lobby_EQUIP_2013_SPEED | Equipment |  | Sun | 2014-07-01 | 2014-09-01 | Constant | Hr 1: 0.21116
SecondarySchool_Lobby_EQUIP_2013_SPEED | Equipment |  | Sun | 2014-09-01 | 2014-12-31 | Constant | Hr 1: 0.29562
SecondarySchool_Lobby_EQUIP_2013_SPEED | Equipment |  | Sat | 2014-01-01 | 2014-06-30 | Constant | Hr 1: 0.29562
SecondarySchool_Lobby_EQUIP_2013_SPEED | Equipment |  | Sat | 2014-07-01 | 2014-09-01 | Constant | Hr 1: 0.21116
SecondarySchool_Lobby_EQUIP_2013_SPEED | Equipment |  | Sat | 2014-09-01 | 2014-12-31 | Constant | Hr 1: 0.29562
SecondarySchool_Lobby_EQUIP_2013_SPEED | Equipment |  | Wkdy ¦ Default | 2014-01-01 | 2014-06-30 | Hourly | 0.29562 | 0.29562 | 0.29562 | 0.29562 | 0.29562 | 0.29562 | 0.29562 | 0.29562 | 0.90367 | 0.90367 | 0.90367 | 0.90367 | 0.90367 | 0.90367 | 0.90367 | 0.90367 | 0.90367 | 0.33293 | 0.33293 | 0.33293 | 0.33293 | 0.29562 | 0.29562 | 0.29562
SecondarySchool_Lobby_EQUIP_2013_SPEED | Equipment |  | Wkdy ¦ Default | 2014-07-01 | 2014-09-01 | Hourly | 0.21116 | 0.21116 | 0.21116 | 0.21116 | 0.21116 | 0.21116 | 0.21116 | 0.21116 | 0.47562 | 0.47562 | 0.47562 | 0.47562 | 0.47562 | 0.47562 | 0.47562 | 0.47562 | 0.47562 | 0.23781 | 0.23781 | 0.23781 | 0.23781 | 0.21116 | 0.21116 | 0.21116
SecondarySchool_Lobby_EQUIP_2013_SPEED | Equipment |  | Wkdy ¦ Default | 2014-09-01 | 2014-12-31 | Hourly | 0.29562 | 0.29562 | 0.29562 | 0.29562 | 0.29562 | 0.29562 | 0.29562 | 0.29562 | 0.90367 | 0.90367 | 0.90367 | 0.90367 | 0.90367 | 0.90367 | 0.90367 | 0.90367 | 0.90367 | 0.33293 | 0.33293 | 0.33293 | 0.33293 | 0.29562 | 0.29562 | 0.29562
SecondarySchool_Lobby_INFIL_SPEED | Infiltration |  | WntrDsn | 2014-01-01 | 2014-12-31 | Constant | bar: Hr 1
SecondarySchool_Lobby_INFIL_SPEED | Infiltration |  | SmrDsn | 2014-01-01 | 2014-12-31 | Constant | bar: Hr 1
SecondarySchool_Lobby_INFIL_SPEED | Infiltration |  | Sun | 2014-01-01 | 2014-12-31 | Constant | bar: Hr 1
SecondarySchool_Lobby_INFIL_SPEED | Infiltration |  | Sat | 2014-01-01 | 2014-12-31 | Constant | bar: Hr 1
SecondarySchool_Lobby_INFIL_SPEED | Infiltration |  | Wkdy ¦ Default | 2014-01-01 | 2014-06-15 | Hourly | 1 | 1 | 1 | 1 | 1 | 1 | 1 | 1 | 0.5 | 0.5 | 0.5 | 0.5 | 0.5 | 0.5 | 0.5 | 0.5 | 0.5 | 0.5 | 0.5 | 0.5 | 0.5 | 1 | 1 | 1
SecondarySchool_Lobby_INFIL_SPEED | Infiltration |  | Wkdy ¦ Default | 2014-06-16 | 2014-09-15 | Hourly | 1 | 1 | 1 | 1 | 1 | 1 | 1 | 1 | 0.5 | 0.5 | 0.5 | 0.5 | 0.5 | 0.5 | 0.5 | 0.5 | 0.5 | 0.5 | 0.5 | 0.5 | 0.5 | 1 | 1 | 1
SecondarySchool_Lobby_INFIL_SPEED | Infiltration |  | Wkdy ¦ Default | 2014-09-16 | 2014-12-31 | Hourly | 1 | 1 | 1 | 1 | 1 | 1 | 1 | 1 | 0.5 | 0.5 | 0.5 | 0.5 | 0.5 | 0.5 | 0.5 | 0.5 | 0.5 | 0.5 | 0.5 | 0.5 | 0.5 | 1 | 1 | 1
SecondarySchool_Lobby_ACTIVITY_SPEED | Activity | W | WntrDsn | 2014-01-01 | 2014-12-31 | Constant | Hr 1: 120
SecondarySchool_Lobby_ACTIVITY_SPEED | Activity | W | SmrDsn | 2014-01-01 | 2014-12-31 | Constant | Hr 1: 120
SecondarySchool_Lobby_ACTIVITY_SPEED | Activity | W | Sun | 2014-01-01 | 2014-12-31 | Constant | Hr 1: 120
SecondarySchool_Lobby_ACTIVITY_SPEED | Activity | W | Sat | 2014-01-01 | 2014-12-31 | Constant | Hr 1: 120
SecondarySchool_Lobby_ACTIVITY_SPEED | Activity | W | Wkdy ¦ Default | 2014-01-01 | 2014-12-31 | Constant | Hr 1: 120
SecondarySchool_Lobby_OA_SPEED | OA Air |  | WntrDsn | 2014-01-01 | 2014-12-31 | Constant | bar: Hr 1
SecondarySchool_Lobby_OA_SPEED | OA Air |  | SmrDsn | 2014-01-01 | 2014-12-31 | Constant | bar: Hr 1
SecondarySchool_Lobby_OA_SPEED | OA Air |  | Sun | 2014-01-01 | 2014-12-31 | Constant | Hr 1: 0
SecondarySchool_Lobby_OA_SPEED | OA Air |  | Sat | 2014-01-01 | 2014-12-31 | Constant | Hr 1: 0
SecondarySchool_Lobby_OA_SPEED | OA Air |  | Wkdy ¦ Default | 2014-01-01 | 2014-06-15 | Hourly | 0 | 0 | 0 | 0 | 0 | 0 | 0 | 0 | 1 | 1 | 1 | 1 | 1 | 1 | 1 | 1 | 1 | 1 | 1 | 1 | 1 | 0 | 0 | 0
SecondarySchool_Lobby_OA_SPEED | OA Air |  | Wkdy ¦ Default | 2014-06-16 | 2014-09-15 | Hourly | 0 | 0 | 0 | 0 | 0 | 0 | 0 | 0 | 1 | 1 | 1 | 1 | 1 | 1 | 1 | 1 | 1 | 1 | 1 | 1 | 1 | 0 | 0 | 0
SecondarySchool_Lobby_OA_SPEED | OA Air |  | Wkdy ¦ Default | 2014-09-16 | 2014-12-31 | Hourly | 0 | 0 | 0 | 0 | 0 | 0 | 0 | 0 | 1 | 1 | 1 | 1 | 1 | 1 | 1 | 1 | 1 | 1 | 1 | 1 | 1 | 0 | 0 | 0
SecondarySchool_Library_CLGSETP_SPEED | Thermostat Setpoint | C | WntrDsn | 2014-01-01 | 2014-12-31 | Constant | Hr 1: 23.9
SecondarySchool_Library_CLGSETP_SPEED | Thermostat Setpoint | C | SmrDsn | 2014-01-01 | 2014-12-31 | Constant | Hr 1: 23.9
SecondarySchool_Library_CLGSETP_SPEED | Thermostat Setpoint | C | Sun | 2014-01-01 | 2014-12-31 | Constant | Hr 1: 25.6
SecondarySchool_Library_CLGSETP_SPEED | Thermostat Setpoint | C | Sat | 2014-01-01 | 2014-12-31 | Constant | Hr 1: 25.6
SecondarySchool_Library_CLGSETP_SPEED | Thermostat Setpoint | C | Wkdy ¦ Default | 2014-01-01 | 2014-06-15 | Hourly | 25.6 | 25.6 | 25.6 | 25.6 | 25.6 | 25.6 | 25.6 | 25.6 | 23.9 | 23.9 | 23.9 | 23.9 | 23.9 | 23.9 | 23.9 | 23.9 | 23.9 | 23.9 | 23.9 | 23.9 | 23.9 | 25.6 | 25.6 | 25.6
SecondarySchool_Library_CLGSETP_SPEED | Thermostat Setpoint | C | Wkdy ¦ Default | 2014-06-16 | 2014-09-15 | Hourly | 25.6 | 25.6 | 25.6 | 25.6 | 25.6 | 25.6 | 25.6 | 25.6 | 23.9 | 23.9 | 23.9 | 23.9 | 23.9 | 23.9 | 23.9 | 23.9 | 23.9 | 23.9 | 23.9 | 23.9 | 23.9 | 25.6 | 25.6 | 25.6
SecondarySchool_Library_CLGSETP_SPEED | Thermostat Setpoint | C | Wkdy ¦ Default | 2014-09-16 | 2014-12-31 | Hourly | 25.6 | 25.6 | 25.6 | 25.6 | 25.6 | 25.6 | 25.6 | 25.6 | 23.9 | 23.9 | 23.9 | 23.9 | 23.9 | 23.9 | 23.9 | 23.9 | 23.9 | 23.9 | 23.9 | 23.9 | 23.9 | 25.6 | 25.6 | 25.6
SecondarySchool_Library_HTGSETP_SPEED | Thermostat Setpoint | C | WntrDsn | 2014-01-01 | 2014-12-31 | Constant | Hr 1: 21.1
SecondarySchool_Library_HTGSETP_SPEED | Thermostat Setpoint | C | SmrDsn | 2014-01-01 | 2014-12-31 | Constant | Hr 1: 21.1
SecondarySchool_Library_HTGSETP_SPEED | Thermostat Setpoint | C | Sun | 2014-01-01 | 2014-12-31 | Constant | Hr 1: 19.4
SecondarySchool_Library_HTGSETP_SPEED | Thermostat Setpoint | C | Sat | 2014-01-01 | 2014-12-31 | Constant | Hr 1: 19.4
SecondarySchool_Library_HTGSETP_SPEED | Thermostat Setpoint | C | Wkdy ¦ Default | 2014-01-01 | 2014-06-15 | Hourly | 19.4 | 19.4 | 19.4 | 19.4 | 19.4 | 19.4 | 19.4 | 19.4 | 21.1 | 21.1 | 21.1 | 21.1 | 21.1 | 21.1 | 21.1 | 21.1 | 21.1 | 21.1 | 21.1 | 21.1 | 21.1 | 19.4 | 19.4 | 19.4
SecondarySchool_Library_HTGSETP_SPEED | Thermostat Setpoint | C | Wkdy ¦ Default | 2014-06-16 | 2014-09-15 | Hourly | 19.4 | 19.4 | 19.4 | 19.4 | 19.4 | 19.4 | 19.4 | 19.4 | 21.1 | 21.1 | 21.1 | 21.1 | 21.1 | 21.1 | 21.1 | 21.1 | 21.1 | 21.1 | 21.1 | 21.1 | 21.1 | 19.4 | 19.4 | 19.4
SecondarySchool_Library_HTGSETP_SPEED | Thermostat Setpoint | C | Wkdy ¦ Default | 2014-09-16 | 2014-12-31 | Hourly | 19.4 | 19.4 | 19.4 | 19.4 | 19.4 | 19.4 | 19.4 | 19.4 | 21.1 | 21.1 | 21.1 | 21.1 | 21.1 | 21.1 | 21.1 | 21.1 | 21.1 | 21.1 | 21.1 | 21.1 | 21.1 | 19.4 | 19.4 | 19.4
SecondarySchool_Library_OCC_SPEED | Occupancy |  | WntrDsn | 2014-01-01 | 2014-12-31 | Constant | Hr 1: 0
SecondarySchool_Library_OCC_SPEED | Occupancy |  | SmrDsn | 2014-01-01 | 2014-12-31 | Constant | bar: Hr 1
SecondarySchool_Library_OCC_SPEED | Occupancy |  | Sun | 2014-01-01 | 2014-12-31 | Constant | Hr 1: 0
SecondarySchool_Library_OCC_SPEED | Occupancy |  | Sat | 2014-01-01 | 2014-12-31 | Constant | Hr 1: 0
SecondarySchool_Library_OCC_SPEED | Occupancy |  | Wkdy ¦ Default | 2014-01-01 | 2014-06-15 | Hourly | 0 | 0 | 0 | 0 | 0 | 0 | 0 | 0 | 0.95 | 0.95 | 0.95 | 0.95 | 0.95 | 0.95 | 0.95 | 0.95 | 0.15 | 0.15 | 0.15 | 0.15 | 0.15 | 0 | 0 | 0
SecondarySchool_Library_OCC_SPEED | Occupancy |  | Wkdy ¦ Default | 2014-06-16 | 2014-09-15 | Hourly | 0 | 0 | 0 | 0 | 0 | 0 | 0 | 0 | 0.15 | 0.15 | 0.15 | 0.15 | 0.15 | 0.15 | 0.15 | 0.15 | 0.15 | 0.15 | 0.15 | 0.15 | 0.15 | 0 | 0 | 0
SecondarySchool_Library_OCC_SPEED | Occupancy |  | Wkdy ¦ Default | 2014-09-16 | 2014-12-31 | Hourly | 0 | 0 | 0 | 0 | 0 | 0 | 0 | 0 | 0.95 | 0.95 | 0.95 | 0.95 | 0.95 | 0.95 | 0.95 | 0.95 | 0.15 | 0.15 | 0.15 | 0.15 | 0.15 | 0 | 0 | 0
SecondarySchool_Library_LIGHT_2007_SPEED | Lighting |  | WntrDsn | 2014-01-01 | 2014-12-31 | Constant | Hr 1: 0
SecondarySchool_Library_LIGHT_2007_SPEED | Lighting |  | SmrDsn | 2014-01-01 | 2014-12-31 | Constant | bar: Hr 1
SecondarySchool_Library_LIGHT_2007_SPEED | Lighting |  | Sun | 2014-01-01 | 2014-06-30 | Constant | Hr 1: 0.1773
SecondarySchool_Library_LIGHT_2007_SPEED | Lighting |  | Sun | 2014-07-01 | 2014-09-01 | Constant | Hr 1: 0.1773
SecondarySchool_Library_LIGHT_2007_SPEED | Lighting |  | Sun | 2014-09-01 | 2014-12-31 | Constant | Hr 1: 0.1773
SecondarySchool_Library_LIGHT_2007_SPEED | Lighting |  | Sat | 2014-01-01 | 2014-06-30 | Constant | Hr 1: 0.1773
SecondarySchool_Library_LIGHT_2007_SPEED | Lighting |  | Sat | 2014-07-01 | 2014-09-01 | Constant | Hr 1: 0.1773
SecondarySchool_Library_LIGHT_2007_SPEED | Lighting |  | Sat | 2014-09-01 | 2014-12-31 | Constant | Hr 1: 0.1773
SecondarySchool_Library_LIGHT_2007_SPEED | Lighting |  | Wkdy ¦ Default | 2014-01-01 | 2014-06-30 | Hourly | 0.1773 | 0.1773 | 0.1773 | 0.1773 | 0.1773 | 0.1773 | 0.1773 | 0.9 | 0.9 | 0.9 | 0.9 | 0.9 | 0.9 | 0.9 | 0.9 | 0.9 | 0.9 | 0.9 | 0.9 | 0.9 | 0.9 | 0.1773 | 0.1773 | 0.1773
SecondarySchool_Library_LIGHT_2007_SPEED | Lighting |  | Wkdy ¦ Default | 2014-07-01 | 2014-09-01 | Hourly | 0.1773 | 0.1773 | 0.1773 | 0.1773 | 0.1773 | 0.1773 | 0.1773 | 0.1773 | 0.5 | 0.5 | 0.5 | 0.5 | 0.5 | 0.5 | 0.5 | 0.5 | 0.5 | 0.5 | 0.5 | 0.5 | 0.1773 | 0.1773 | 0.1773 | 0.1773
SecondarySchool_Library_LIGHT_2007_SPEED | Lighting |  | Wkdy ¦ Default | 2014-09-01 | 2014-12-31 | Hourly | 0.1773 | 0.1773 | 0.1773 | 0.1773 | 0.1773 | 0.1773 | 0.1773 | 0.9 | 0.9 | 0.9 | 0.9 | 0.9 | 0.9 | 0.9 | 0.9 | 0.9 | 0.9 | 0.9 | 0.9 | 0.9 | 0.9 | 0.1773 | 0.1773 | 0.1773
SecondarySchool_Library_EQUIP_2007_SPEED | Equipment |  | WntrDsn | 2014-01-01 | 2014-12-31 | Constant | Hr 1: 0
SecondarySchool_Library_EQUIP_2007_SPEED | Equipment |  | SmrDsn | 2014-01-01 | 2014-12-31 | Constant | bar: Hr 1
SecondarySchool_Library_EQUIP_2007_SPEED | Equipment |  | Sun | 2014-01-01 | 2014-06-30 | Constant | Hr 1: 0.35
SecondarySchool_Library_EQUIP_2007_SPEED | Equipment |  | Sun | 2014-07-01 | 2014-09-01 | Constant | Hr 1: 0.25
SecondarySchool_Library_EQUIP_2007_SPEED | Equipment |  | Sun | 2014-09-01 | 2014-12-31 | Constant | Hr 1: 0.35
SecondarySchool_Library_EQUIP_2007_SPEED | Equipment |  | Sat | 2014-01-01 | 2014-06-30 | Constant | Hr 1: 0.35
SecondarySchool_Library_EQUIP_2007_SPEED | Equipment |  | Sat | 2014-07-01 | 2014-09-01 | Constant | Hr 1: 0.25
SecondarySchool_Library_EQUIP_2007_SPEED | Equipment |  | Sat | 2014-09-01 | 2014-12-31 | Constant | Hr 1: 0.35
SecondarySchool_Library_EQUIP_2007_SPEED | Equipment |  | Wkdy ¦ Default | 2014-01-01 | 2014-06-30 | Hourly | 0.35 | 0.35 | 0.35 | 0.35 | 0.35 | 0.35 | 0.35 | 0.35 | 0.95 | 0.95 | 0.95 | 0.95 | 0.95 | 0.95 | 0.95 | 0.95 | 0.95 | 0.35 | 0.35 | 0.35 | 0.35 | 0.35 | 0.35 | 0.35
SecondarySchool_Library_EQUIP_2007_SPEED | Equipment |  | Wkdy ¦ Default | 2014-07-01 | 2014-09-01 | Hourly | 0.25 | 0.25 | 0.25 | 0.25 | 0.25 | 0.25 | 0.25 | 0.25 | 0.5 | 0.5 | 0.5 | 0.5 | 0.5 | 0.5 | 0.5 | 0.5 | 0.5 | 0.25 | 0.25 | 0.25 | 0.25 | 0.25 | 0.25 | 0.25
SecondarySchool_Library_EQUIP_2007_SPEED | Equipment |  | Wkdy ¦ Default | 2014-09-01 | 2014-12-31 | Hourly | 0.35 | 0.35 | 0.35 | 0.35 | 0.35 | 0.35 | 0.35 | 0.35 | 0.95 | 0.95 | 0.95 | 0.95 | 0.95 | 0.95 | 0.95 | 0.95 | 0.95 | 0.35 | 0.35 | 0.35 | 0.35 | 0.35 | 0.35 | 0.35
SecondarySchool_Library_LIGHT_2010_SPEED | Lighting |  | WntrDsn | 2014-01-01 | 2014-12-31 | Constant | Hr 1: 0
SecondarySchool_Library_LIGHT_2010_SPEED | Lighting |  | SmrDsn | 2014-01-01 | 2014-12-31 | Constant | bar: Hr 1
SecondarySchool_Library_LIGHT_2010_SPEED | Lighting |  | Sun | 2014-01-01 | 2014-06-30 | Constant | Hr 1: 0.1773
SecondarySchool_Library_LIGHT_2010_SPEED | Lighting |  | Sun | 2014-07-01 | 2014-09-01 | Constant | Hr 1: 0.1773
SecondarySchool_Library_LIGHT_2010_SPEED | Lighting |  | Sun | 2014-09-01 | 2014-12-31 | Constant | Hr 1: 0.1773
SecondarySchool_Library_LIGHT_2010_SPEED | Lighting |  | Sat | 2014-01-01 | 2014-06-30 | Constant | Hr 1: 0.1773
SecondarySchool_Library_LIGHT_2010_SPEED | Lighting |  | Sat | 2014-07-01 | 2014-09-01 | Constant | Hr 1: 0.1773
SecondarySchool_Library_LIGHT_2010_SPEED | Lighting |  | Sat | 2014-09-01 | 2014-12-31 | Constant | Hr 1: 0.1773
SecondarySchool_Library_LIGHT_2010_SPEED | Lighting |  | Wkdy ¦ Default | 2014-01-01 | 2014-06-30 | Hourly | 0.1773 | 0.1773 | 0.1773 | 0.1773 | 0.1773 | 0.1773 | 0.1773 | 0.9 | 0.9 | 0.9 | 0.9 | 0.9 | 0.9 | 0.9 | 0.9 | 0.9 | 0.9 | 0.9 | 0.9 | 0.9 | 0.9 | 0.1773 | 0.1773 | 0.1773
SecondarySchool_Library_LIGHT_2010_SPEED | Lighting |  | Wkdy ¦ Default | 2014-07-01 | 2014-09-01 | Hourly | 0.1773 | 0.1773 | 0.1773 | 0.1773 | 0.1773 | 0.1773 | 0.1773 | 0.1773 | 0.5 | 0.5 | 0.5 | 0.5 | 0.5 | 0.5 | 0.5 | 0.5 | 0.5 | 0.5 | 0.5 | 0.5 | 0.1773 | 0.1773 | 0.1773 | 0.1773
SecondarySchool_Library_LIGHT_2010_SPEED | Lighting |  | Wkdy ¦ Default | 2014-09-01 | 2014-12-31 | Hourly | 0.1773 | 0.1773 | 0.1773 | 0.1773 | 0.1773 | 0.1773 | 0.1773 | 0.9 | 0.9 | 0.9 | 0.9 | 0.9 | 0.9 | 0.9 | 0.9 | 0.9 | 0.9 | 0.9 | 0.9 | 0.9 | 0.9 | 0.1773 | 0.1773 | 0.1773
SecondarySchool_Library_EQUIP_2010_SPEED | Equipment |  | WntrDsn | 2014-01-01 | 2014-12-31 | Constant | Hr 1: 0
SecondarySchool_Library_EQUIP_2010_SPEED | Equipment |  | SmrDsn | 2014-01-01 | 2014-12-31 | Constant | bar: Hr 1
SecondarySchool_Library_EQUIP_2010_SPEED | Equipment |  | Sun | 2014-01-01 | 2014-06-30 | Constant | Hr 1: 0.35
SecondarySchool_Library_EQUIP_2010_SPEED | Equipment |  | Sun | 2014-07-01 | 2014-09-01 | Constant | Hr 1: 0.25
SecondarySchool_Library_EQUIP_2010_SPEED | Equipment |  | Sun | 2014-09-01 | 2014-12-31 | Constant | Hr 1: 0.35
SecondarySchool_Library_EQUIP_2010_SPEED | Equipment |  | Sat | 2014-01-01 | 2014-06-30 | Constant | Hr 1: 0.35
SecondarySchool_Library_EQUIP_2010_SPEED | Equipment |  | Sat | 2014-07-01 | 2014-09-01 | Constant | Hr 1: 0.25
SecondarySchool_Library_EQUIP_2010_SPEED | Equipment |  | Sat | 2014-09-01 | 2014-12-31 | Constant | Hr 1: 0.35
SecondarySchool_Library_EQUIP_2010_SPEED | Equipment |  | Wkdy ¦ Default | 2014-01-01 | 2014-06-30 | Hourly | 0.35 | 0.35 | 0.35 | 0.35 | 0.35 | 0.35 | 0.35 | 0.35 | 0.95 | 0.95 | 0.95 | 0.95 | 0.95 | 0.95 | 0.95 | 0.95 | 0.95 | 0.35 | 0.35 | 0.35 | 0.35 | 0.35 | 0.35 | 0.35
SecondarySchool_Library_EQUIP_2010_SPEED | Equipment |  | Wkdy ¦ Default | 2014-07-01 | 2014-09-01 | Hourly | 0.25 | 0.25 | 0.25 | 0.25 | 0.25 | 0.25 | 0.25 | 0.25 | 0.5 | 0.5 | 0.5 | 0.5 | 0.5 | 0.5 | 0.5 | 0.5 | 0.5 | 0.25 | 0.25 | 0.25 | 0.25 | 0.25 | 0.25 | 0.25
SecondarySchool_Library_EQUIP_2010_SPEED | Equipment |  | Wkdy ¦ Default | 2014-09-01 | 2014-12-31 | Hourly | 0.35 | 0.35 | 0.35 | 0.35 | 0.35 | 0.35 | 0.35 | 0.35 | 0.95 | 0.95 | 0.95 | 0.95 | 0.95 | 0.95 | 0.95 | 0.95 | 0.95 | 0.35 | 0.35 | 0.35 | 0.35 | 0.35 | 0.35 | 0.35
SecondarySchool_Library_LIGHT_2013_SPEED | Lighting |  | WntrDsn | 2014-01-01 | 2014-12-31 | Constant | Hr 1: 0
SecondarySchool_Library_LIGHT_2013_SPEED | Lighting |  | SmrDsn | 2014-01-01 | 2014-12-31 | Constant | bar: Hr 1
SecondarySchool_Library_LIGHT_2013_SPEED | Lighting |  | Sun | 2014-01-01 | 2014-06-30 | Constant | Hr 1: 0.1773
SecondarySchool_Library_LIGHT_2013_SPEED | Lighting |  | Sun | 2014-07-01 | 2014-09-01 | Constant | Hr 1: 0.1773
SecondarySchool_Library_LIGHT_2013_SPEED | Lighting |  | Sun | 2014-09-01 | 2014-12-31 | Constant | Hr 1: 0.1773
SecondarySchool_Library_LIGHT_2013_SPEED | Lighting |  | Sat | 2014-01-01 | 2014-06-30 | Constant | Hr 1: 0.1773
SecondarySchool_Library_LIGHT_2013_SPEED | Lighting |  | Sat | 2014-07-01 | 2014-09-01 | Constant | Hr 1: 0.1773
SecondarySchool_Library_LIGHT_2013_SPEED | Lighting |  | Sat | 2014-09-01 | 2014-12-31 | Constant | Hr 1: 0.1773
SecondarySchool_Library_LIGHT_2013_SPEED | Lighting |  | Wkdy ¦ Default | 2014-01-01 | 2014-06-30 | Hourly | 0.1773 | 0.1773 | 0.1773 | 0.1773 | 0.1773 | 0.1773 | 0.1773 | 0.9 | 0.8325 | 0.8325 | 0.8325 | 0.8325 | 0.8325 | 0.8325 | 0.8325 | 0.8325 | 0.8325 | 0.8325 | 0.8325 | 0.8325 | 0.8325 | 0.1773 | 0.1773 | 0.1773
SecondarySchool_Library_LIGHT_2013_SPEED | Lighting |  | Wkdy ¦ Default | 2014-07-01 | 2014-09-01 | Hourly | 0.1773 | 0.1773 | 0.1773 | 0.1773 | 0.1773 | 0.1773 | 0.1773 | 0.1773 | 0.4625 | 0.4625 | 0.4625 | 0.4625 | 0.4625 | 0.4625 | 0.4625 | 0.4625 | 0.4625 | 0.4625 | 0.4625 | 0.4625 | 0.164 | 0.1773 | 0.1773 | 0.1773
SecondarySchool_Library_LIGHT_2013_SPEED | Lighting |  | Wkdy ¦ Default | 2014-09-01 | 2014-12-31 | Hourly | 0.1773 | 0.1773 | 0.1773 | 0.1773 | 0.1773 | 0.1773 | 0.1773 | 0.9 | 0.8325 | 0.8325 | 0.8325 | 0.8325 | 0.8325 | 0.8325 | 0.8325 | 0.8325 | 0.8325 | 0.8325 | 0.8325 | 0.8325 | 0.8325 | 0.1773 | 0.1773 | 0.1773
SecondarySchool_Library_EQUIP_2013_SPEED | Equipment |  | WntrDsn | 2014-01-01 | 2014-12-31 | Constant | Hr 1: 0
SecondarySchool_Library_EQUIP_2013_SPEED | Equipment |  | SmrDsn | 2014-01-01 | 2014-12-31 | Constant | bar: Hr 1
SecondarySchool_Library_EQUIP_2013_SPEED | Equipment |  | Sun | 2014-01-01 | 2014-06-30 | Constant | Hr 1: 0.29562
SecondarySchool_Library_EQUIP_2013_SPEED | Equipment |  | Sun | 2014-07-01 | 2014-09-01 | Constant | Hr 1: 0.21116
SecondarySchool_Library_EQUIP_2013_SPEED | Equipment |  | Sun | 2014-09-01 | 2014-12-31 | Constant | Hr 1: 0.29562
SecondarySchool_Library_EQUIP_2013_SPEED | Equipment |  | Sat | 2014-01-01 | 2014-06-30 | Constant | Hr 1: 0.29562
SecondarySchool_Library_EQUIP_2013_SPEED | Equipment |  | Sat | 2014-07-01 | 2014-09-01 | Constant | Hr 1: 0.21116
SecondarySchool_Library_EQUIP_2013_SPEED | Equipment |  | Sat | 2014-09-01 | 2014-12-31 | Constant | Hr 1: 0.29562
SecondarySchool_Library_EQUIP_2013_SPEED | Equipment |  | Wkdy ¦ Default | 2014-01-01 | 2014-06-30 | Hourly | 0.29562 | 0.29562 | 0.29562 | 0.29562 | 0.29562 | 0.29562 | 0.29562 | 0.29562 | 0.90367 | 0.90367 | 0.90367 | 0.90367 | 0.90367 | 0.90367 | 0.90367 | 0.90367 | 0.90367 | 0.33293 | 0.33293 | 0.33293 | 0.33293 | 0.29562 | 0.29562 | 0.29562
SecondarySchool_Library_EQUIP_2013_SPEED | Equipment |  | Wkdy ¦ Default | 2014-07-01 | 2014-09-01 | Hourly | 0.21116 | 0.21116 | 0.21116 | 0.21116 | 0.21116 | 0.21116 | 0.21116 | 0.21116 | 0.47562 | 0.47562 | 0.47562 | 0.47562 | 0.47562 | 0.47562 | 0.47562 | 0.47562 | 0.47562 | 0.23781 | 0.23781 | 0.23781 | 0.23781 | 0.21116 | 0.21116 | 0.21116
SecondarySchool_Library_EQUIP_2013_SPEED | Equipment |  | Wkdy ¦ Default | 2014-09-01 | 2014-12-31 | Hourly | 0.29562 | 0.29562 | 0.29562 | 0.29562 | 0.29562 | 0.29562 | 0.29562 | 0.29562 | 0.90367 | 0.90367 | 0.90367 | 0.90367 | 0.90367 | 0.90367 | 0.90367 | 0.90367 | 0.90367 | 0.33293 | 0.33293 | 0.33293 | 0.33293 | 0.29562 | 0.29562 | 0.29562
SecondarySchool_Library_INFIL_SPEED | Infiltration |  | WntrDsn | 2014-01-01 | 2014-12-31 | Constant | bar: Hr 1
SecondarySchool_Library_INFIL_SPEED | Infiltration |  | SmrDsn | 2014-01-01 | 2014-12-31 | Constant | bar: Hr 1
SecondarySchool_Library_INFIL_SPEED | Infiltration |  | Sun | 2014-01-01 | 2014-12-31 | Constant | bar: Hr 1
SecondarySchool_Library_INFIL_SPEED | Infiltration |  | Sat | 2014-01-01 | 2014-12-31 | Constant | bar: Hr 1
SecondarySchool_Library_INFIL_SPEED | Infiltration |  | Wkdy ¦ Default | 2014-01-01 | 2014-06-15 | Hourly | 1 | 1 | 1 | 1 | 1 | 1 | 1 | 1 | 0.5 | 0.5 | 0.5 | 0.5 | 0.5 | 0.5 | 0.5 | 0.5 | 0.5 | 0.5 | 0.5 | 0.5 | 0.5 | 1 | 1 | 1
SecondarySchool_Library_INFIL_SPEED | Infiltration |  | Wkdy ¦ Default | 2014-06-16 | 2014-09-15 | Hourly | 1 | 1 | 1 | 1 | 1 | 1 | 1 | 1 | 0.5 | 0.5 | 0.5 | 0.5 | 0.5 | 0.5 | 0.5 | 0.5 | 0.5 | 0.5 | 0.5 | 0.5 | 0.5 | 1 | 1 | 1
SecondarySchool_Library_INFIL_SPEED | Infiltration |  | Wkdy ¦ Default | 2014-09-16 | 2014-12-31 | Hourly | 1 | 1 | 1 | 1 | 1 | 1 | 1 | 1 | 0.5 | 0.5 | 0.5 | 0.5 | 0.5 | 0.5 | 0.5 | 0.5 | 0.5 | 0.5 | 0.5 | 0.5 | 0.5 | 1 | 1 | 1
SecondarySchool_Library_ACTIVITY_SPEED | Activity | W | WntrDsn | 2014-01-01 | 2014-12-31 | Constant | Hr 1: 120
SecondarySchool_Library_ACTIVITY_SPEED | Activity | W | SmrDsn | 2014-01-01 | 2014-12-31 | Constant | Hr 1: 120
SecondarySchool_Library_ACTIVITY_SPEED | Activity | W | Sun | 2014-01-01 | 2014-12-31 | Constant | Hr 1: 120
SecondarySchool_Library_ACTIVITY_SPEED | Activity | W | Sat | 2014-01-01 | 2014-12-31 | Constant | Hr 1: 120
SecondarySchool_Library_ACTIVITY_SPEED | Activity | W | Wkdy ¦ Default | 2014-01-01 | 2014-12-31 | Constant | Hr 1: 120
SecondarySchool_Library_OA_SPEED | OA Air |  | WntrDsn | 2014-01-01 | 2014-12-31 | Constant | bar: Hr 1
SecondarySchool_Library_OA_SPEED | OA Air |  | SmrDsn | 2014-01-01 | 2014-12-31 | Constant | bar: Hr 1
SecondarySchool_Library_OA_SPEED | OA Air |  | Sun | 2014-01-01 | 2014-12-31 | Constant | Hr 1: 0
SecondarySchool_Library_OA_SPEED | OA Air |  | Sat | 2014-01-01 | 2014-12-31 | Constant | Hr 1: 0
SecondarySchool_Library_OA_SPEED | OA Air |  | Wkdy ¦ Default | 2014-01-01 | 2014-06-15 | Hourly | 0 | 0 | 0 | 0 | 0 | 0 | 0 | 0 | 1 | 1 | 1 | 1 | 1 | 1 | 1 | 1 | 1 | 1 | 1 | 1 | 1 | 0 | 0 | 0
SecondarySchool_Library_OA_SPEED | OA Air |  | Wkdy ¦ Default | 2014-06-16 | 2014-09-15 | Hourly | 0 | 0 | 0 | 0 | 0 | 0 | 0 | 0 | 1 | 1 | 1 | 1 | 1 | 1 | 1 | 1 | 1 | 1 | 1 | 1 | 1 | 0 | 0 | 0
SecondarySchool_Library_OA_SPEED | OA Air |  | Wkdy ¦ Default | 2014-09-16 | 2014-12-31 | Hourly | 0 | 0 | 0 | 0 | 0 | 0 | 0 | 0 | 1 | 1 | 1 | 1 | 1 | 1 | 1 | 1 | 1 | 1 | 1 | 1 | 1 | 0 | 0 | 0
SecondarySchool_Corridor_CLGSETP_SPEED | Thermostat Setpoint | C | WntrDsn | 2014-01-01 | 2014-12-31 | Constant | Hr 1: 23.9
SecondarySchool_Corridor_CLGSETP_SPEED | Thermostat Setpoint | C | SmrDsn | 2014-01-01 | 2014-12-31 | Constant | Hr 1: 23.9
SecondarySchool_Corridor_CLGSETP_SPEED | Thermostat Setpoint | C | Sun | 2014-01-01 | 2014-12-31 | Constant | Hr 1: 25.6
SecondarySchool_Corridor_CLGSETP_SPEED | Thermostat Setpoint | C | Sat | 2014-01-01 | 2014-12-31 | Constant | Hr 1: 25.6
SecondarySchool_Corridor_CLGSETP_SPEED | Thermostat Setpoint | C | Wkdy ¦ Default | 2014-01-01 | 2014-06-15 | Hourly | 25.6 | 25.6 | 25.6 | 25.6 | 25.6 | 25.6 | 25.6 | 25.6 | 23.9 | 23.9 | 23.9 | 23.9 | 23.9 | 23.9 | 23.9 | 23.9 | 23.9 | 23.9 | 23.9 | 23.9 | 23.9 | 25.6 | 25.6 | 25.6
SecondarySchool_Corridor_CLGSETP_SPEED | Thermostat Setpoint | C | Wkdy ¦ Default | 2014-06-16 | 2014-09-15 | Hourly | 25.6 | 25.6 | 25.6 | 25.6 | 25.6 | 25.6 | 25.6 | 25.6 | 23.9 | 23.9 | 23.9 | 23.9 | 23.9 | 23.9 | 23.9 | 23.9 | 23.9 | 23.9 | 23.9 | 23.9 | 23.9 | 25.6 | 25.6 | 25.6
SecondarySchool_Corridor_CLGSETP_SPEED | Thermostat Setpoint | C | Wkdy ¦ Default | 2014-09-16 | 2014-12-31 | Hourly | 25.6 | 25.6 | 25.6 | 25.6 | 25.6 | 25.6 | 25.6 | 25.6 | 23.9 | 23.9 | 23.9 | 23.9 | 23.9 | 23.9 | 23.9 | 23.9 | 23.9 | 23.9 | 23.9 | 23.9 | 23.9 | 25.6 | 25.6 | 25.6
SecondarySchool_Corridor_HTGSETP_SPEED | Thermostat Setpoint | C | WntrDsn | 2014-01-01 | 2014-12-31 | Constant | Hr 1: 21.1
SecondarySchool_Corridor_HTGSETP_SPEED | Thermostat Setpoint | C | SmrDsn | 2014-01-01 | 2014-12-31 | Constant | Hr 1: 21.1
SecondarySchool_Corridor_HTGSETP_SPEED | Thermostat Setpoint | C | Sun | 2014-01-01 | 2014-12-31 | Constant | Hr 1: 19.4
SecondarySchool_Corridor_HTGSETP_SPEED | Thermostat Setpoint | C | Sat | 2014-01-01 | 2014-12-31 | Constant | Hr 1: 19.4
SecondarySchool_Corridor_HTGSETP_SPEED | Thermostat Setpoint | C | Wkdy ¦ Default | 2014-01-01 | 2014-06-15 | Hourly | 19.4 | 19.4 | 19.4 | 19.4 | 19.4 | 19.4 | 19.4 | 19.4 | 21.1 | 21.1 | 21.1 | 21.1 | 21.1 | 21.1 | 21.1 | 21.1 | 21.1 | 21.1 | 21.1 | 21.1 | 21.1 | 19.4 | 19.4 | 19.4
SecondarySchool_Corridor_HTGSETP_SPEED | Thermostat Setpoint | C | Wkdy ¦ Default | 2014-06-16 | 2014-09-15 | Hourly | 19.4 | 19.4 | 19.4 | 19.4 | 19.4 | 19.4 | 19.4 | 19.4 | 21.1 | 21.1 | 21.1 | 21.1 | 21.1 | 21.1 | 21.1 | 21.1 | 21.1 | 21.1 | 21.1 | 21.1 | 21.1 | 19.4 | 19.4 | 19.4
SecondarySchool_Corridor_HTGSETP_SPEED | Thermostat Setpoint | C | Wkdy ¦ Default | 2014-09-16 | 2014-12-31 | Hourly | 19.4 | 19.4 | 19.4 | 19.4 | 19.4 | 19.4 | 19.4 | 19.4 | 21.1 | 21.1 | 21.1 | 21.1 | 21.1 | 21.1 | 21.1 | 21.1 | 21.1 | 21.1 | 21.1 | 21.1 | 21.1 | 19.4 | 19.4 | 19.4
SecondarySchool_Corridor_OCC_SPEED | Occupancy |  | WntrDsn | 2014-01-01 | 2014-12-31 | Constant | Hr 1: 0
SecondarySchool_Corridor_OCC_SPEED | Occupancy |  | SmrDsn | 2014-01-01 | 2014-12-31 | Constant | bar: Hr 1
SecondarySchool_Corridor_OCC_SPEED | Occupancy |  | Sun | 2014-01-01 | 2014-12-31 | Constant | Hr 1: 0
SecondarySchool_Corridor_OCC_SPEED | Occupancy |  | Sat | 2014-01-01 | 2014-12-31 | Constant | Hr 1: 0
SecondarySchool_Corridor_OCC_SPEED | Occupancy |  | Wkdy ¦ Default | 2014-01-01 | 2014-06-15 | Hourly | 0 | 0 | 0 | 0 | 0 | 0 | 0 | 0 | 0.95 | 0.95 | 0.95 | 0.95 | 0.95 | 0.95 | 0.95 | 0.95 | 0.15 | 0.15 | 0.15 | 0.15 | 0.15 | 0 | 0 | 0
SecondarySchool_Corridor_OCC_SPEED | Occupancy |  | Wkdy ¦ Default | 2014-06-16 | 2014-09-15 | Hourly | 0 | 0 | 0 | 0 | 0 | 0 | 0 | 0 | 0.15 | 0.15 | 0.15 | 0.15 | 0.15 | 0.15 | 0.15 | 0.15 | 0.15 | 0.15 | 0.15 | 0.15 | 0.15 | 0 | 0 | 0
SecondarySchool_Corridor_OCC_SPEED | Occupancy |  | Wkdy ¦ Default | 2014-09-16 | 2014-12-31 | Hourly | 0 | 0 | 0 | 0 | 0 | 0 | 0 | 0 | 0.95 | 0.95 | 0.95 | 0.95 | 0.95 | 0.95 | 0.95 | 0.95 | 0.15 | 0.15 | 0.15 | 0.15 | 0.15 | 0 | 0 | 0
SecondarySchool_Corridor_LIGHT_2007_SPEED | Lighting |  | WntrDsn | 2014-01-01 | 2014-12-31 | Constant | Hr 1: 0
SecondarySchool_Corridor_LIGHT_2007_SPEED | Lighting |  | SmrDsn | 2014-01-01 | 2014-12-31 | Constant | bar: Hr 1
SecondarySchool_Corridor_LIGHT_2007_SPEED | Lighting |  | Sun | 2014-01-01 | 2014-06-30 | Constant | Hr 1: 0.1773
SecondarySchool_Corridor_LIGHT_2007_SPEED | Lighting |  | Sun | 2014-07-01 | 2014-09-01 | Constant | Hr 1: 0.1773
SecondarySchool_Corridor_LIGHT_2007_SPEED | Lighting |  | Sun | 2014-09-01 | 2014-12-31 | Constant | Hr 1: 0.18
SecondarySchool_Corridor_LIGHT_2007_SPEED | Lighting |  | Sat | 2014-01-01 | 2014-06-30 | Constant | Hr 1: 0.1773
SecondarySchool_Corridor_LIGHT_2007_SPEED | Lighting |  | Sat | 2014-07-01 | 2014-09-01 | Constant | Hr 1: 0.1773
SecondarySchool_Corridor_LIGHT_2007_SPEED | Lighting |  | Sat | 2014-09-01 | 2014-12-31 | Constant | Hr 1: 0.18
SecondarySchool_Corridor_LIGHT_2007_SPEED | Lighting |  | Wkdy ¦ Default | 2014-01-01 | 2014-06-30 | Hourly | 0.1773 | 0.1773 | 0.1773 | 0.1773 | 0.1773 | 0.1773 | 0.1773 | 0.9 | 0.9 | 0.9 | 0.9 | 0.9 | 0.9 | 0.9 | 0.9 | 0.9 | 0.9 | 0.9 | 0.9 | 0.9 | 0.9 | 0.1773 | 0.1773 | 0.1773
SecondarySchool_Corridor_LIGHT_2007_SPEED | Lighting |  | Wkdy ¦ Default | 2014-07-01 | 2014-09-01 | Hourly | 0.1773 | 0.1773 | 0.1773 | 0.1773 | 0.1773 | 0.1773 | 0.1773 | 0.1773 | 0.5 | 0.5 | 0.5 | 0.5 | 0.5 | 0.5 | 0.5 | 0.5 | 0.5 | 0.5 | 0.5 | 0.5 | 0.1773 | 0.1773 | 0.1773 | 0.1773
SecondarySchool_Corridor_LIGHT_2007_SPEED | Lighting |  | Wkdy ¦ Default | 2014-09-01 | 2014-12-31 | Hourly | 0.1773 | 0.1773 | 0.1773 | 0.1773 | 0.1773 | 0.1773 | 0.1773 | 0.9 | 0.9 | 0.9 | 0.9 | 0.9 | 0.9 | 0.9 | 0.9 | 0.9 | 0.9 | 0.9 | 0.9 | 0.9 | 0.9 | 0.1773 | 0.1773 | 0.1773
SecondarySchool_Corridor_EQUIP_2007_SPEED | Equipment |  | WntrDsn | 2014-01-01 | 2014-12-31 | Constant | Hr 1: 0
SecondarySchool_Corridor_EQUIP_2007_SPEED | Equipment |  | SmrDsn | 2014-01-01 | 2014-12-31 | Constant | bar: Hr 1
SecondarySchool_Corridor_EQUIP_2007_SPEED | Equipment |  | Sun | 2014-01-01 | 2014-06-30 | Constant | Hr 1: 0.35
SecondarySchool_Corridor_EQUIP_2007_SPEED | Equipment |  | Sun | 2014-07-01 | 2014-09-01 | Constant | Hr 1: 0.25
SecondarySchool_Corridor_EQUIP_2007_SPEED | Equipment |  | Sun | 2014-09-01 | 2014-12-31 | Constant | Hr 1: 0.35
SecondarySchool_Corridor_EQUIP_2007_SPEED | Equipment |  | Sat | 2014-01-01 | 2014-06-30 | Constant | Hr 1: 0.35
SecondarySchool_Corridor_EQUIP_2007_SPEED | Equipment |  | Sat | 2014-07-01 | 2014-09-01 | Constant | Hr 1: 0.25
SecondarySchool_Corridor_EQUIP_2007_SPEED | Equipment |  | Sat | 2014-09-01 | 2014-12-31 | Constant | Hr 1: 0.35
SecondarySchool_Corridor_EQUIP_2007_SPEED | Equipment |  | Wkdy ¦ Default | 2014-01-01 | 2014-06-30 | Hourly | 0.35 | 0.35 | 0.35 | 0.35 | 0.35 | 0.35 | 0.35 | 0.35 | 0.95 | 0.95 | 0.95 | 0.95 | 0.95 | 0.95 | 0.95 | 0.95 | 0.95 | 0.35 | 0.35 | 0.35 | 0.35 | 0.35 | 0.35 | 0.35
SecondarySchool_Corridor_EQUIP_2007_SPEED | Equipment |  | Wkdy ¦ Default | 2014-07-01 | 2014-09-01 | Hourly | 0.25 | 0.25 | 0.25 | 0.25 | 0.25 | 0.25 | 0.25 | 0.25 | 0.5 | 0.5 | 0.5 | 0.5 | 0.5 | 0.5 | 0.5 | 0.5 | 0.5 | 0.25 | 0.25 | 0.25 | 0.25 | 0.25 | 0.25 | 0.25
SecondarySchool_Corridor_EQUIP_2007_SPEED | Equipment |  | Wkdy ¦ Default | 2014-09-01 | 2014-12-31 | Hourly | 0.35 | 0.35 | 0.35 | 0.35 | 0.35 | 0.35 | 0.35 | 0.35 | 0.95 | 0.95 | 0.95 | 0.95 | 0.95 | 0.95 | 0.95 | 0.95 | 0.95 | 0.35 | 0.35 | 0.35 | 0.35 | 0.35 | 0.35 | 0.35
SecondarySchool_Corridor_LIGHT_2010_SPEED | Lighting |  | WntrDsn | 2014-01-01 | 2014-12-31 | Constant | Hr 1: 0
SecondarySchool_Corridor_LIGHT_2010_SPEED | Lighting |  | SmrDsn | 2014-01-01 | 2014-12-31 | Constant | bar: Hr 1
SecondarySchool_Corridor_LIGHT_2010_SPEED | Lighting |  | Sun | 2014-01-01 | 2014-06-30 | Constant | Hr 1: 0.1773
SecondarySchool_Corridor_LIGHT_2010_SPEED | Lighting |  | Sun | 2014-07-01 | 2014-09-01 | Constant | Hr 1: 0.1773
SecondarySchool_Corridor_LIGHT_2010_SPEED | Lighting |  | Sun | 2014-09-01 | 2014-12-31 | Constant | Hr 1: 0.18
SecondarySchool_Corridor_LIGHT_2010_SPEED | Lighting |  | Sat | 2014-01-01 | 2014-06-30 | Constant | Hr 1: 0.1773
SecondarySchool_Corridor_LIGHT_2010_SPEED | Lighting |  | Sat | 2014-07-01 | 2014-09-01 | Constant | Hr 1: 0.1773
SecondarySchool_Corridor_LIGHT_2010_SPEED | Lighting |  | Sat | 2014-09-01 | 2014-12-31 | Constant | Hr 1: 0.18
SecondarySchool_Corridor_LIGHT_2010_SPEED | Lighting |  | Wkdy ¦ Default | 2014-01-01 | 2014-06-30 | Hourly | 0.1773 | 0.1773 | 0.1773 | 0.1773 | 0.1773 | 0.1773 | 0.1773 | 0.9 | 0.84888 | 0.84888 | 0.84888 | 0.84888 | 0.84888 | 0.84888 | 0.84888 | 0.84888 | 0.84888 | 0.84888 | 0.84888 | 0.84888 | 0.84888 | 0.1773 | 0.1773 | 0.1773
SecondarySchool_Corridor_LIGHT_2010_SPEED | Lighting |  | Wkdy ¦ Default | 2014-07-01 | 2014-09-01 | Hourly | 0.1773 | 0.1773 | 0.1773 | 0.1773 | 0.1773 | 0.1773 | 0.1773 | 0.1773 | 0.4716 | 0.4716 | 0.4716 | 0.4716 | 0.4716 | 0.4716 | 0.4716 | 0.4716 | 0.4716 | 0.4716 | 0.4716 | 0.4716 | 0.16723 | 0.1773 | 0.1773 | 0.1773
SecondarySchool_Corridor_LIGHT_2010_SPEED | Lighting |  | Wkdy ¦ Default | 2014-09-01 | 2014-12-31 | Hourly | 0.1773 | 0.1773 | 0.1773 | 0.1773 | 0.1773 | 0.1773 | 0.1773 | 0.9 | 0.84888 | 0.84888 | 0.84888 | 0.84888 | 0.84888 | 0.84888 | 0.84888 | 0.84888 | 0.84888 | 0.84888 | 0.84888 | 0.84888 | 0.84888 | 0.1773 | 0.1773 | 0.1773
SecondarySchool_Corridor_EQUIP_2010_SPEED | Equipment |  | WntrDsn | 2014-01-01 | 2014-12-31 | Constant | Hr 1: 0
SecondarySchool_Corridor_EQUIP_2010_SPEED | Equipment |  | SmrDsn | 2014-01-01 | 2014-12-31 | Constant | bar: Hr 1
SecondarySchool_Corridor_EQUIP_2010_SPEED | Equipment |  | Sun | 2014-01-01 | 2014-06-30 | Constant | Hr 1: 0.35
SecondarySchool_Corridor_EQUIP_2010_SPEED | Equipment |  | Sun | 2014-07-01 | 2014-09-01 | Constant | Hr 1: 0.25
SecondarySchool_Corridor_EQUIP_2010_SPEED | Equipment |  | Sun | 2014-09-01 | 2014-12-31 | Constant | Hr 1: 0.35
SecondarySchool_Corridor_EQUIP_2010_SPEED | Equipment |  | Sat | 2014-01-01 | 2014-06-30 | Constant | Hr 1: 0.35
SecondarySchool_Corridor_EQUIP_2010_SPEED | Equipment |  | Sat | 2014-07-01 | 2014-09-01 | Constant | Hr 1: 0.25
SecondarySchool_Corridor_EQUIP_2010_SPEED | Equipment |  | Sat | 2014-09-01 | 2014-12-31 | Constant | Hr 1: 0.35
SecondarySchool_Corridor_EQUIP_2010_SPEED | Equipment |  | Wkdy ¦ Default | 2014-01-01 | 2014-06-30 | Hourly | 0.35 | 0.35 | 0.35 | 0.35 | 0.35 | 0.35 | 0.35 | 0.35 | 0.95 | 0.95 | 0.95 | 0.95 | 0.95 | 0.95 | 0.95 | 0.95 | 0.95 | 0.35 | 0.35 | 0.35 | 0.35 | 0.35 | 0.35 | 0.35
SecondarySchool_Corridor_EQUIP_2010_SPEED | Equipment |  | Wkdy ¦ Default | 2014-07-01 | 2014-09-01 | Hourly | 0.25 | 0.25 | 0.25 | 0.25 | 0.25 | 0.25 | 0.25 | 0.25 | 0.5 | 0.5 | 0.5 | 0.5 | 0.5 | 0.5 | 0.5 | 0.5 | 0.5 | 0.25 | 0.25 | 0.25 | 0.25 | 0.25 | 0.25 | 0.25
SecondarySchool_Corridor_EQUIP_2010_SPEED | Equipment |  | Wkdy ¦ Default | 2014-09-01 | 2014-12-31 | Hourly | 0.35 | 0.35 | 0.35 | 0.35 | 0.35 | 0.35 | 0.35 | 0.35 | 0.95 | 0.95 | 0.95 | 0.95 | 0.95 | 0.95 | 0.95 | 0.95 | 0.95 | 0.35 | 0.35 | 0.35 | 0.35 | 0.35 | 0.35 | 0.35
SecondarySchool_Corridor_LIGHT_2013_SPEED | Lighting |  | WntrDsn | 2014-01-01 | 2014-12-31 | Constant | Hr 1: 0
SecondarySchool_Corridor_LIGHT_2013_SPEED | Lighting |  | SmrDsn | 2014-01-01 | 2014-12-31 | Constant | bar: Hr 1
SecondarySchool_Corridor_LIGHT_2013_SPEED | Lighting |  | Sun | 2014-01-01 | 2014-06-30 | Constant | Hr 1: 0.1773
SecondarySchool_Corridor_LIGHT_2013_SPEED | Lighting |  | Sun | 2014-07-01 | 2014-09-01 | Constant | Hr 1: 0.1773
SecondarySchool_Corridor_LIGHT_2013_SPEED | Lighting |  | Sun | 2014-09-01 | 2014-12-31 | Constant | Hr 1: 0.18
SecondarySchool_Corridor_LIGHT_2013_SPEED | Lighting |  | Sat | 2014-01-01 | 2014-06-30 | Constant | Hr 1: 0.1773
SecondarySchool_Corridor_LIGHT_2013_SPEED | Lighting |  | Sat | 2014-07-01 | 2014-09-01 | Constant | Hr 1: 0.1773
SecondarySchool_Corridor_LIGHT_2013_SPEED | Lighting |  | Sat | 2014-09-01 | 2014-12-31 | Constant | Hr 1: 0.18
SecondarySchool_Corridor_LIGHT_2013_SPEED | Lighting |  | Wkdy ¦ Default | 2014-01-01 | 2014-06-30 | Hourly | 0.1773 | 0.1773 | 0.1773 | 0.1773 | 0.1773 | 0.1773 | 0.1773 | 0.9 | 0.55177 | 0.55177 | 0.55177 | 0.55177 | 0.55177 | 0.55177 | 0.55177 | 0.55177 | 0.55177 | 0.55177 | 0.55177 | 0.55177 | 0.55177 | 0.1773 | 0.1773 | 0.1773
SecondarySchool_Corridor_LIGHT_2013_SPEED | Lighting |  | Wkdy ¦ Default | 2014-07-01 | 2014-09-01 | Hourly | 0.1773 | 0.1773 | 0.1773 | 0.1773 | 0.1773 | 0.1773 | 0.1773 | 0.1773 | 0.30654 | 0.30654 | 0.30654 | 0.30654 | 0.30654 | 0.30654 | 0.30654 | 0.30654 | 0.30654 | 0.30654 | 0.30654 | 0.30654 | 0.1087 | 0.1773 | 0.1773 | 0.1773
SecondarySchool_Corridor_LIGHT_2013_SPEED | Lighting |  | Wkdy ¦ Default | 2014-09-01 | 2014-12-31 | Hourly | 0.1773 | 0.1773 | 0.1773 | 0.1773 | 0.1773 | 0.1773 | 0.1773 | 0.9 | 0.55177 | 0.55177 | 0.55177 | 0.55177 | 0.55177 | 0.55177 | 0.55177 | 0.55177 | 0.55177 | 0.55177 | 0.55177 | 0.55177 | 0.55177 | 0.1773 | 0.1773 | 0.1773
SecondarySchool_Corridor_EQUIP_2013_SPEED | Equipment |  | WntrDsn | 2014-01-01 | 2014-12-31 | Constant | Hr 1: 0
SecondarySchool_Corridor_EQUIP_2013_SPEED | Equipment |  | SmrDsn | 2014-01-01 | 2014-12-31 | Constant | bar: Hr 1
SecondarySchool_Corridor_EQUIP_2013_SPEED | Equipment |  | Sun | 2014-01-01 | 2014-06-30 | Constant | Hr 1: 0.29562
SecondarySchool_Corridor_EQUIP_2013_SPEED | Equipment |  | Sun | 2014-07-01 | 2014-09-01 | Constant | Hr 1: 0.21116
SecondarySchool_Corridor_EQUIP_2013_SPEED | Equipment |  | Sun | 2014-09-01 | 2014-12-31 | Constant | Hr 1: 0.29562
SecondarySchool_Corridor_EQUIP_2013_SPEED | Equipment |  | Sat | 2014-01-01 | 2014-06-30 | Constant | Hr 1: 0.29562
SecondarySchool_Corridor_EQUIP_2013_SPEED | Equipment |  | Sat | 2014-07-01 | 2014-09-01 | Constant | Hr 1: 0.21116
SecondarySchool_Corridor_EQUIP_2013_SPEED | Equipment |  | Sat | 2014-09-01 | 2014-12-31 | Constant | Hr 1: 0.29562
SecondarySchool_Corridor_EQUIP_2013_SPEED | Equipment |  | Wkdy ¦ Default | 2014-01-01 | 2014-06-30 | Hourly | 0.29562 | 0.29562 | 0.29562 | 0.29562 | 0.29562 | 0.29562 | 0.29562 | 0.29562 | 0.90367 | 0.90367 | 0.90367 | 0.90367 | 0.90367 | 0.90367 | 0.90367 | 0.90367 | 0.90367 | 0.33293 | 0.33293 | 0.33293 | 0.33293 | 0.29562 | 0.29562 | 0.29562
SecondarySchool_Corridor_EQUIP_2013_SPEED | Equipment |  | Wkdy ¦ Default | 2014-07-01 | 2014-09-01 | Hourly | 0.21116 | 0.21116 | 0.21116 | 0.21116 | 0.21116 | 0.21116 | 0.21116 | 0.21116 | 0.47562 | 0.47562 | 0.47562 | 0.47562 | 0.47562 | 0.47562 | 0.47562 | 0.47562 | 0.47562 | 0.23781 | 0.23781 | 0.23781 | 0.23781 | 0.21116 | 0.21116 | 0.21116
SecondarySchool_Corridor_EQUIP_2013_SPEED | Equipment |  | Wkdy ¦ Default | 2014-09-01 | 2014-12-31 | Hourly | 0.29562 | 0.29562 | 0.29562 | 0.29562 | 0.29562 | 0.29562 | 0.29562 | 0.29562 | 0.90367 | 0.90367 | 0.90367 | 0.90367 | 0.90367 | 0.90367 | 0.90367 | 0.90367 | 0.90367 | 0.33293 | 0.33293 | 0.33293 | 0.33293 | 0.29562 | 0.29562 | 0.29562
SecondarySchool_Corridor_INFIL_SPEED | Infiltration |  | WntrDsn | 2014-01-01 | 2014-12-31 | Constant | bar: Hr 1
SecondarySchool_Corridor_INFIL_SPEED | Infiltration |  | SmrDsn | 2014-01-01 | 2014-12-31 | Constant | bar: Hr 1
SecondarySchool_Corridor_INFIL_SPEED | Infiltration |  | Sun | 2014-01-01 | 2014-12-31 | Constant | bar: Hr 1
SecondarySchool_Corridor_INFIL_SPEED | Infiltration |  | Sat | 2014-01-01 | 2014-12-31 | Constant | bar: Hr 1
SecondarySchool_Corridor_INFIL_SPEED | Infiltration |  | Wkdy ¦ Default | 2014-01-01 | 2014-06-15 | Hourly | 1 | 1 | 1 | 1 | 1 | 1 | 1 | 1 | 0.5 | 0.5 | 0.5 | 0.5 | 0.5 | 0.5 | 0.5 | 0.5 | 0.5 | 0.5 | 0.5 | 0.5 | 0.5 | 1 | 1 | 1
SecondarySchool_Corridor_INFIL_SPEED | Infiltration |  | Wkdy ¦ Default | 2014-06-16 | 2014-09-15 | Hourly | 1 | 1 | 1 | 1 | 1 | 1 | 1 | 1 | 0.5 | 0.5 | 0.5 | 0.5 | 0.5 | 0.5 | 0.5 | 0.5 | 0.5 | 0.5 | 0.5 | 0.5 | 0.5 | 1 | 1 | 1
SecondarySchool_Corridor_INFIL_SPEED | Infiltration |  | Wkdy ¦ Default | 2014-09-16 | 2014-12-31 | Hourly | 1 | 1 | 1 | 1 | 1 | 1 | 1 | 1 | 0.5 | 0.5 | 0.5 | 0.5 | 0.5 | 0.5 | 0.5 | 0.5 | 0.5 | 0.5 | 0.5 | 0.5 | 0.5 | 1 | 1 | 1
SecondarySchool_Corridor_ACTIVITY_SPEED | Activity | W | WntrDsn | 2014-01-01 | 2014-12-31 | Constant | Hr 1: 120
SecondarySchool_Corridor_ACTIVITY_SPEED | Activity | W | SmrDsn | 2014-01-01 | 2014-12-31 | Constant | Hr 1: 120
SecondarySchool_Corridor_ACTIVITY_SPEED | Activity | W | Sun | 2014-01-01 | 2014-12-31 | Constant | Hr 1: 120
SecondarySchool_Corridor_ACTIVITY_SPEED | Activity | W | Sat | 2014-01-01 | 2014-12-31 | Constant | Hr 1: 120
SecondarySchool_Corridor_ACTIVITY_SPEED | Activity | W | Wkdy ¦ Default | 2014-01-01 | 2014-12-31 | Constant | Hr 1: 120
SecondarySchool_Corridor_OA_SPEED | OA Air |  | WntrDsn | 2014-01-01 | 2014-12-31 | Constant | bar: Hr 1
SecondarySchool_Corridor_OA_SPEED | OA Air |  | SmrDsn | 2014-01-01 | 2014-12-31 | Constant | bar: Hr 1
SecondarySchool_Corridor_OA_SPEED | OA Air |  | Sun | 2014-01-01 | 2014-12-31 | Constant | Hr 1: 0
SecondarySchool_Corridor_OA_SPEED | OA Air |  | Sat | 2014-01-01 | 2014-12-31 | Constant | Hr 1: 0
SecondarySchool_Corridor_OA_SPEED | OA Air |  | Wkdy ¦ Default | 2014-01-01 | 2014-06-15 | Hourly | 0 | 0 | 0 | 0 | 0 | 0 | 0 | 0 | 1 | 1 | 1 | 1 | 1 | 1 | 1 | 1 | 1 | 1 | 1 | 1 | 1 | 0 | 0 | 0
SecondarySchool_Corridor_OA_SPEED | OA Air |  | Wkdy ¦ Default | 2014-06-16 | 2014-09-15 | Hourly | 0 | 0 | 0 | 0 | 0 | 0 | 0 | 0 | 1 | 1 | 1 | 1 | 1 | 1 | 1 | 1 | 1 | 1 | 1 | 1 | 1 | 0 | 0 | 0
SecondarySchool_Corridor_OA_SPEED | OA Air |  | Wkdy ¦ Default | 2014-09-16 | 2014-12-31 | Hourly | 0 | 0 | 0 | 0 | 0 | 0 | 0 | 0 | 1 | 1 | 1 | 1 | 1 | 1 | 1 | 1 | 1 | 1 | 1 | 1 | 1 | 0 | 0 | 0
SecondarySchool_Classroom_CLGSETP_SPEED | Thermostat Setpoint | C | WntrDsn | 2014-01-01 | 2014-12-31 | Constant | Hr 1: 23.9
SecondarySchool_Classroom_CLGSETP_SPEED | Thermostat Setpoint | C | SmrDsn | 2014-01-01 | 2014-12-31 | Constant | Hr 1: 23.9
SecondarySchool_Classroom_CLGSETP_SPEED | Thermostat Setpoint | C | Sun | 2014-01-01 | 2014-12-31 | Constant | Hr 1: 25.6
SecondarySchool_Classroom_CLGSETP_SPEED | Thermostat Setpoint | C | Sat | 2014-01-01 | 2014-12-31 | Constant | Hr 1: 25.6
SecondarySchool_Classroom_CLGSETP_SPEED | Thermostat Setpoint | C | Wkdy ¦ Default | 2014-01-01 | 2014-06-15 | Hourly | 25.6 | 25.6 | 25.6 | 25.6 | 25.6 | 25.6 | 25.6 | 25.6 | 23.9 | 23.9 | 23.9 | 23.9 | 23.9 | 23.9 | 23.9 | 23.9 | 23.9 | 23.9 | 23.9 | 23.9 | 23.9 | 25.6 | 25.6 | 25.6
SecondarySchool_Classroom_CLGSETP_SPEED | Thermostat Setpoint | C | Wkdy ¦ Default | 2014-06-16 | 2014-09-15 | Hourly | 25.6 | 25.6 | 25.6 | 25.6 | 25.6 | 25.6 | 25.6 | 25.6 | 23.9 | 23.9 | 23.9 | 23.9 | 23.9 | 23.9 | 23.9 | 23.9 | 23.9 | 23.9 | 23.9 | 23.9 | 23.9 | 25.6 | 25.6 | 25.6
SecondarySchool_Classroom_CLGSETP_SPEED | Thermostat Setpoint | C | Wkdy ¦ Default | 2014-09-16 | 2014-12-31 | Hourly | 25.6 | 25.6 | 25.6 | 25.6 | 25.6 | 25.6 | 25.6 | 25.6 | 23.9 | 23.9 | 23.9 | 23.9 | 23.9 | 23.9 | 23.9 | 23.9 | 23.9 | 23.9 | 23.9 | 23.9 | 23.9 | 25.6 | 25.6 | 25.6
SecondarySchool_Classroom_HTGSETP_SPEED | Thermostat Setpoint | C | WntrDsn | 2014-01-01 | 2014-12-31 | Constant | Hr 1: 21.1
SecondarySchool_Classroom_HTGSETP_SPEED | Thermostat Setpoint | C | SmrDsn | 2014-01-01 | 2014-12-31 | Constant | Hr 1: 21.1
SecondarySchool_Classroom_HTGSETP_SPEED | Thermostat Setpoint | C | Sun | 2014-01-01 | 2014-12-31 | Constant | Hr 1: 19.4
SecondarySchool_Classroom_HTGSETP_SPEED | Thermostat Setpoint | C | Sat | 2014-01-01 | 2014-12-31 | Constant | Hr 1: 19.4
SecondarySchool_Classroom_HTGSETP_SPEED | Thermostat Setpoint | C | Wkdy ¦ Default | 2014-01-01 | 2014-06-15 | Hourly | 19.4 | 19.4 | 19.4 | 19.4 | 19.4 | 19.4 | 19.4 | 19.4 | 21.1 | 21.1 | 21.1 | 21.1 | 21.1 | 21.1 | 21.1 | 21.1 | 21.1 | 21.1 | 21.1 | 21.1 | 21.1 | 19.4 | 19.4 | 19.4
SecondarySchool_Classroom_HTGSETP_SPEED | Thermostat Setpoint | C | Wkdy ¦ Default | 2014-06-16 | 2014-09-15 | Hourly | 19.4 | 19.4 | 19.4 | 19.4 | 19.4 | 19.4 | 19.4 | 19.4 | 21.1 | 21.1 | 21.1 | 21.1 | 21.1 | 21.1 | 21.1 | 21.1 | 21.1 | 21.1 | 21.1 | 21.1 | 21.1 | 19.4 | 19.4 | 19.4
SecondarySchool_Classroom_HTGSETP_SPEED | Thermostat Setpoint | C | Wkdy ¦ Default | 2014-09-16 | 2014-12-31 | Hourly | 19.4 | 19.4 | 19.4 | 19.4 | 19.4 | 19.4 | 19.4 | 19.4 | 21.1 | 21.1 | 21.1 | 21.1 | 21.1 | 21.1 | 21.1 | 21.1 | 21.1 | 21.1 | 21.1 | 21.1 | 21.1 | 19.4 | 19.4 | 19.4
SecondarySchool_Classroom_OCC_SPEED | Occupancy |  | WntrDsn | 2014-01-01 | 2014-12-31 | Constant | Hr 1: 0
SecondarySchool_Classroom_OCC_SPEED | Occupancy |  | SmrDsn | 2014-01-01 | 2014-12-31 | Constant | bar: Hr 1
SecondarySchool_Classroom_OCC_SPEED | Occupancy |  | Sun | 2014-01-01 | 2014-12-31 | Constant | Hr 1: 0
SecondarySchool_Classroom_OCC_SPEED | Occupancy |  | Sat | 2014-01-01 | 2014-12-31 | Constant | Hr 1: 0
SecondarySchool_Classroom_OCC_SPEED | Occupancy |  | Wkdy ¦ Default | 2014-01-01 | 2014-06-15 | Hourly | 0 | 0 | 0 | 0 | 0 | 0 | 0 | 0 | 0.95 | 0.95 | 0.95 | 0.95 | 0.95 | 0.95 | 0.95 | 0.95 | 0.15 | 0.15 | 0.15 | 0.15 | 0.15 | 0 | 0 | 0
SecondarySchool_Classroom_OCC_SPEED | Occupancy |  | Wkdy ¦ Default | 2014-06-16 | 2014-09-15 | Hourly | 0 | 0 | 0 | 0 | 0 | 0 | 0 | 0 | 0.15 | 0.15 | 0.15 | 0.15 | 0.15 | 0.15 | 0.15 | 0.15 | 0.15 | 0.15 | 0.15 | 0.15 | 0.15 | 0 | 0 | 0
SecondarySchool_Classroom_OCC_SPEED | Occupancy |  | Wkdy ¦ Default | 2014-09-16 | 2014-12-31 | Hourly | 0 | 0 | 0 | 0 | 0 | 0 | 0 | 0 | 0.95 | 0.95 | 0.95 | 0.95 | 0.95 | 0.95 | 0.95 | 0.95 | 0.15 | 0.15 | 0.15 | 0.15 | 0.15 | 0 | 0 | 0
SecondarySchool_Classroom_LIGHT_2007_SPEED | Lighting |  | WntrDsn | 2014-01-01 | 2014-12-31 | Constant | Hr 1: 0
SecondarySchool_Classroom_LIGHT_2007_SPEED | Lighting |  | SmrDsn | 2014-01-01 | 2014-12-31 | Constant | bar: Hr 1
SecondarySchool_Classroom_LIGHT_2007_SPEED | Lighting |  | Sun | 2014-01-01 | 2014-06-30 | Constant | Hr 1: 0.1773
SecondarySchool_Classroom_LIGHT_2007_SPEED | Lighting |  | Sun | 2014-07-01 | 2014-09-01 | Constant | Hr 1: 0.1773
SecondarySchool_Classroom_LIGHT_2007_SPEED | Lighting |  | Sun | 2014-09-01 | 2014-12-31 | Constant | Hr 1: 0.1773
SecondarySchool_Classroom_LIGHT_2007_SPEED | Lighting |  | Sat | 2014-01-01 | 2014-06-30 | Constant | Hr 1: 0.1773
SecondarySchool_Classroom_LIGHT_2007_SPEED | Lighting |  | Sat | 2014-07-01 | 2014-09-01 | Constant | Hr 1: 0.1773
SecondarySchool_Classroom_LIGHT_2007_SPEED | Lighting |  | Sat | 2014-09-01 | 2014-12-31 | Constant | Hr 1: 0.1773
SecondarySchool_Classroom_LIGHT_2007_SPEED | Lighting |  | Wkdy ¦ Default | 2014-01-01 | 2014-06-30 | Hourly | 0.1773 | 0.1773 | 0.1773 | 0.1773 | 0.1773 | 0.1773 | 0.1773 | 0.9 | 0.9 | 0.9 | 0.9 | 0.9 | 0.9 | 0.9 | 0.9 | 0.9 | 0.9 | 0.9 | 0.9 | 0.9 | 0.9 | 0.1773 | 0.1773 | 0.1773
SecondarySchool_Classroom_LIGHT_2007_SPEED | Lighting |  | Wkdy ¦ Default | 2014-07-01 | 2014-09-01 | Hourly | 0.1773 | 0.1773 | 0.1773 | 0.1773 | 0.1773 | 0.1773 | 0.1773 | 0.1773 | 0.5 | 0.5 | 0.5 | 0.5 | 0.5 | 0.5 | 0.5 | 0.5 | 0.5 | 0.5 | 0.5 | 0.5 | 0.1773 | 0.1773 | 0.1773 | 0.1773
SecondarySchool_Classroom_LIGHT_2007_SPEED | Lighting |  | Wkdy ¦ Default | 2014-09-01 | 2014-12-31 | Hourly | 0.1773 | 0.1773 | 0.1773 | 0.1773 | 0.1773 | 0.1773 | 0.1773 | 0.9 | 0.9 | 0.9 | 0.9 | 0.9 | 0.9 | 0.9 | 0.9 | 0.9 | 0.9 | 0.9 | 0.9 | 0.9 | 0.9 | 0.1773 | 0.1773 | 0.1773
SecondarySchool_Classroom_EQUIP_2007_SPEED | Equipment |  | WntrDsn | 2014-01-01 | 2014-12-31 | Constant | Hr 1: 0
SecondarySchool_Classroom_EQUIP_2007_SPEED | Equipment |  | SmrDsn | 2014-01-01 | 2014-12-31 | Constant | bar: Hr 1
SecondarySchool_Classroom_EQUIP_2007_SPEED | Equipment |  | Sun | 2014-01-01 | 2014-06-30 | Constant | Hr 1: 0.35
SecondarySchool_Classroom_EQUIP_2007_SPEED | Equipment |  | Sun | 2014-07-01 | 2014-09-01 | Constant | Hr 1: 0.25
SecondarySchool_Classroom_EQUIP_2007_SPEED | Equipment |  | Sun | 2014-09-01 | 2014-12-31 | Constant | Hr 1: 0.35
SecondarySchool_Classroom_EQUIP_2007_SPEED | Equipment |  | Sat | 2014-01-01 | 2014-06-30 | Constant | Hr 1: 0.35
SecondarySchool_Classroom_EQUIP_2007_SPEED | Equipment |  | Sat | 2014-07-01 | 2014-09-01 | Constant | Hr 1: 0.25
SecondarySchool_Classroom_EQUIP_2007_SPEED | Equipment |  | Sat | 2014-09-01 | 2014-12-31 | Constant | Hr 1: 0.35
SecondarySchool_Classroom_EQUIP_2007_SPEED | Equipment |  | Wkdy ¦ Default | 2014-01-01 | 2014-06-30 | Hourly | 0.35 | 0.35 | 0.35 | 0.35 | 0.35 | 0.35 | 0.35 | 0.35 | 0.95 | 0.95 | 0.95 | 0.95 | 0.95 | 0.95 | 0.95 | 0.95 | 0.95 | 0.35 | 0.35 | 0.35 | 0.35 | 0.35 | 0.35 | 0.35
SecondarySchool_Classroom_EQUIP_2007_SPEED | Equipment |  | Wkdy ¦ Default | 2014-07-01 | 2014-09-01 | Hourly | 0.25 | 0.25 | 0.25 | 0.25 | 0.25 | 0.25 | 0.25 | 0.25 | 0.5 | 0.5 | 0.5 | 0.5 | 0.5 | 0.5 | 0.5 | 0.5 | 0.5 | 0.25 | 0.25 | 0.25 | 0.25 | 0.25 | 0.25 | 0.25
SecondarySchool_Classroom_EQUIP_2007_SPEED | Equipment |  | Wkdy ¦ Default | 2014-09-01 | 2014-12-31 | Hourly | 0.35 | 0.35 | 0.35 | 0.35 | 0.35 | 0.35 | 0.35 | 0.35 | 0.95 | 0.95 | 0.95 | 0.95 | 0.95 | 0.95 | 0.95 | 0.95 | 0.95 | 0.35 | 0.35 | 0.35 | 0.35 | 0.35 | 0.35 | 0.35
SecondarySchool_Classroom_LIGHT_2010_SPEED | Lighting |  | WntrDsn | 2014-01-01 | 2014-12-31 | Constant | Hr 1: 0
SecondarySchool_Classroom_LIGHT_2010_SPEED | Lighting |  | SmrDsn | 2014-01-01 | 2014-12-31 | Constant | bar: Hr 1
SecondarySchool_Classroom_LIGHT_2010_SPEED | Lighting |  | Sun | 2014-01-01 | 2014-06-30 | Constant | Hr 1: 0.1773
SecondarySchool_Classroom_LIGHT_2010_SPEED | Lighting |  | Sun | 2014-07-01 | 2014-09-01 | Constant | Hr 1: 0.1773
SecondarySchool_Classroom_LIGHT_2010_SPEED | Lighting |  | Sun | 2014-09-01 | 2014-12-31 | Constant | Hr 1: 0.1773
SecondarySchool_Classroom_LIGHT_2010_SPEED | Lighting |  | Sat | 2014-01-01 | 2014-06-30 | Constant | Hr 1: 0.1773
SecondarySchool_Classroom_LIGHT_2010_SPEED | Lighting |  | Sat | 2014-07-01 | 2014-09-01 | Constant | Hr 1: 0.1773
SecondarySchool_Classroom_LIGHT_2010_SPEED | Lighting |  | Sat | 2014-09-01 | 2014-12-31 | Constant | Hr 1: 0.1773
SecondarySchool_Classroom_LIGHT_2010_SPEED | Lighting |  | Wkdy ¦ Default | 2014-01-01 | 2014-06-30 | Hourly | 0.1773 | 0.1773 | 0.1773 | 0.1773 | 0.1773 | 0.1773 | 0.1773 | 0.9 | 0.612 | 0.612 | 0.612 | 0.612 | 0.612 | 0.612 | 0.612 | 0.612 | 0.612 | 0.612 | 0.612 | 0.612 | 0.612 | 0.1773 | 0.1773 | 0.1773
SecondarySchool_Classroom_LIGHT_2010_SPEED | Lighting |  | Wkdy ¦ Default | 2014-07-01 | 2014-09-01 | Hourly | 0.1773 | 0.1773 | 0.1773 | 0.1773 | 0.1773 | 0.1773 | 0.1773 | 0.1773 | 0.34 | 0.34 | 0.34 | 0.34 | 0.34 | 0.34 | 0.34 | 0.34 | 0.34 | 0.34 | 0.34 | 0.34 | 0.12056 | 0.1773 | 0.1773 | 0.1773
SecondarySchool_Classroom_LIGHT_2010_SPEED | Lighting |  | Wkdy ¦ Default | 2014-09-01 | 2014-12-31 | Hourly | 0.1773 | 0.1773 | 0.1773 | 0.1773 | 0.1773 | 0.1773 | 0.1773 | 0.9 | 0.612 | 0.612 | 0.612 | 0.612 | 0.612 | 0.612 | 0.612 | 0.612 | 0.612 | 0.612 | 0.612 | 0.612 | 0.612 | 0.1773 | 0.1773 | 0.1773
SecondarySchool_Classroom_EQUIP_2010_SPEED | Equipment |  | WntrDsn | 2014-01-01 | 2014-12-31 | Constant | Hr 1: 0
SecondarySchool_Classroom_EQUIP_2010_SPEED | Equipment |  | SmrDsn | 2014-01-01 | 2014-12-31 | Constant | bar: Hr 1
SecondarySchool_Classroom_EQUIP_2010_SPEED | Equipment |  | Sun | 2014-01-01 | 2014-06-30 | Constant | Hr 1: 0.35
SecondarySchool_Classroom_EQUIP_2010_SPEED | Equipment |  | Sun | 2014-07-01 | 2014-09-01 | Constant | Hr 1: 0.25
SecondarySchool_Classroom_EQUIP_2010_SPEED | Equipment |  | Sun | 2014-09-01 | 2014-12-31 | Constant | Hr 1: 0.35
SecondarySchool_Classroom_EQUIP_2010_SPEED | Equipment |  | Sat | 2014-01-01 | 2014-06-30 | Constant | Hr 1: 0.35
SecondarySchool_Classroom_EQUIP_2010_SPEED | Equipment |  | Sat | 2014-07-01 | 2014-09-01 | Constant | Hr 1: 0.25
SecondarySchool_Classroom_EQUIP_2010_SPEED | Equipment |  | Sat | 2014-09-01 | 2014-12-31 | Constant | Hr 1: 0.35
SecondarySchool_Classroom_EQUIP_2010_SPEED | Equipment |  | Wkdy ¦ Default | 2014-01-01 | 2014-06-30 | Hourly | 0.35 | 0.35 | 0.35 | 0.35 | 0.35 | 0.35 | 0.35 | 0.35 | 0.95 | 0.95 | 0.95 | 0.95 | 0.95 | 0.95 | 0.95 | 0.95 | 0.95 | 0.35 | 0.35 | 0.35 | 0.35 | 0.35 | 0.35 | 0.35
SecondarySchool_Classroom_EQUIP_2010_SPEED | Equipment |  | Wkdy ¦ Default | 2014-07-01 | 2014-09-01 | Hourly | 0.25 | 0.25 | 0.25 | 0.25 | 0.25 | 0.25 | 0.25 | 0.25 | 0.5 | 0.5 | 0.5 | 0.5 | 0.5 | 0.5 | 0.5 | 0.5 | 0.5 | 0.25 | 0.25 | 0.25 | 0.25 | 0.25 | 0.25 | 0.25
SecondarySchool_Classroom_EQUIP_2010_SPEED | Equipment |  | Wkdy ¦ Default | 2014-09-01 | 2014-12-31 | Hourly | 0.35 | 0.35 | 0.35 | 0.35 | 0.35 | 0.35 | 0.35 | 0.35 | 0.95 | 0.95 | 0.95 | 0.95 | 0.95 | 0.95 | 0.95 | 0.95 | 0.95 | 0.35 | 0.35 | 0.35 | 0.35 | 0.35 | 0.35 | 0.35
SecondarySchool_Classroom_LIGHT_2013_SPEED | Lighting |  | WntrDsn | 2014-01-01 | 2014-12-31 | Constant | Hr 1: 0
SecondarySchool_Classroom_LIGHT_2013_SPEED | Lighting |  | SmrDsn | 2014-01-01 | 2014-12-31 | Constant | bar: Hr 1
SecondarySchool_Classroom_LIGHT_2013_SPEED | Lighting |  | Sun | 2014-01-01 | 2014-06-30 | Constant | Hr 1: 0.1773
SecondarySchool_Classroom_LIGHT_2013_SPEED | Lighting |  | Sun | 2014-07-01 | 2014-09-01 | Constant | Hr 1: 0.1773
SecondarySchool_Classroom_LIGHT_2013_SPEED | Lighting |  | Sun | 2014-09-01 | 2014-12-31 | Constant | Hr 1: 0.1773
SecondarySchool_Classroom_LIGHT_2013_SPEED | Lighting |  | Sat | 2014-01-01 | 2014-06-30 | Constant | Hr 1: 0.1773
SecondarySchool_Classroom_LIGHT_2013_SPEED | Lighting |  | Sat | 2014-07-01 | 2014-09-01 | Constant | Hr 1: 0.1773
SecondarySchool_Classroom_LIGHT_2013_SPEED | Lighting |  | Sat | 2014-09-01 | 2014-12-31 | Constant | Hr 1: 0.1773
SecondarySchool_Classroom_LIGHT_2013_SPEED | Lighting |  | Wkdy ¦ Default | 2014-01-01 | 2014-06-30 | Hourly | 0.1773 | 0.1773 | 0.1773 | 0.1773 | 0.1773 | 0.1773 | 0.1773 | 0.9 | 0.59829 | 0.59829 | 0.59829 | 0.59829 | 0.59829 | 0.59829 | 0.59829 | 0.59829 | 0.59829 | 0.59829 | 0.59829 | 0.59829 | 0.59829 | 0.1773 | 0.1773 | 0.1773
SecondarySchool_Classroom_LIGHT_2013_SPEED | Lighting |  | Wkdy ¦ Default | 2014-07-01 | 2014-09-01 | Hourly | 0.1773 | 0.1773 | 0.1773 | 0.1773 | 0.1773 | 0.1773 | 0.1773 | 0.1773 | 0.33238 | 0.33238 | 0.33238 | 0.33238 | 0.33238 | 0.33238 | 0.33238 | 0.33238 | 0.33238 | 0.33238 | 0.33238 | 0.33238 | 0.11786 | 0.1773 | 0.1773 | 0.1773
SecondarySchool_Classroom_LIGHT_2013_SPEED | Lighting |  | Wkdy ¦ Default | 2014-09-01 | 2014-12-31 | Hourly | 0.1773 | 0.1773 | 0.1773 | 0.1773 | 0.1773 | 0.1773 | 0.1773 | 0.9 | 0.59829 | 0.59829 | 0.59829 | 0.59829 | 0.59829 | 0.59829 | 0.59829 | 0.59829 | 0.59829 | 0.59829 | 0.59829 | 0.59829 | 0.59829 | 0.1773 | 0.1773 | 0.1773
SecondarySchool_Classroom_EQUIP_2013_SPEED | Equipment |  | WntrDsn | 2014-01-01 | 2014-12-31 | Constant | Hr 1: 0
SecondarySchool_Classroom_EQUIP_2013_SPEED | Equipment |  | SmrDsn | 2014-01-01 | 2014-12-31 | Constant | bar: Hr 1
SecondarySchool_Classroom_EQUIP_2013_SPEED | Equipment |  | Sun | 2014-01-01 | 2014-06-30 | Constant | Hr 1: 0.29562
SecondarySchool_Classroom_EQUIP_2013_SPEED | Equipment |  | Sun | 2014-07-01 | 2014-09-01 | Constant | Hr 1: 0.21116
SecondarySchool_Classroom_EQUIP_2013_SPEED | Equipment |  | Sun | 2014-09-01 | 2014-12-31 | Constant | Hr 1: 0.29562
SecondarySchool_Classroom_EQUIP_2013_SPEED | Equipment |  | Sat | 2014-01-01 | 2014-06-30 | Constant | Hr 1: 0.29562
SecondarySchool_Classroom_EQUIP_2013_SPEED | Equipment |  | Sat | 2014-07-01 | 2014-09-01 | Constant | Hr 1: 0.21116
SecondarySchool_Classroom_EQUIP_2013_SPEED | Equipment |  | Sat | 2014-09-01 | 2014-12-31 | Constant | Hr 1: 0.29562
SecondarySchool_Classroom_EQUIP_2013_SPEED | Equipment |  | Wkdy ¦ Default | 2014-01-01 | 2014-06-30 | Hourly | 0.29562 | 0.29562 | 0.29562 | 0.29562 | 0.29562 | 0.29562 | 0.29562 | 0.29562 | 0.90367 | 0.90367 | 0.90367 | 0.90367 | 0.90367 | 0.90367 | 0.90367 | 0.90367 | 0.90367 | 0.33293 | 0.33293 | 0.33293 | 0.33293 | 0.29562 | 0.29562 | 0.29562
SecondarySchool_Classroom_EQUIP_2013_SPEED | Equipment |  | Wkdy ¦ Default | 2014-07-01 | 2014-09-01 | Hourly | 0.21116 | 0.21116 | 0.21116 | 0.21116 | 0.21116 | 0.21116 | 0.21116 | 0.21116 | 0.47562 | 0.47562 | 0.47562 | 0.47562 | 0.47562 | 0.47562 | 0.47562 | 0.47562 | 0.47562 | 0.23781 | 0.23781 | 0.23781 | 0.23781 | 0.21116 | 0.21116 | 0.21116
SecondarySchool_Classroom_EQUIP_2013_SPEED | Equipment |  | Wkdy ¦ Default | 2014-09-01 | 2014-12-31 | Hourly | 0.29562 | 0.29562 | 0.29562 | 0.29562 | 0.29562 | 0.29562 | 0.29562 | 0.29562 | 0.90367 | 0.90367 | 0.90367 | 0.90367 | 0.90367 | 0.90367 | 0.90367 | 0.90367 | 0.90367 | 0.33293 | 0.33293 | 0.33293 | 0.33293 | 0.29562 | 0.29562 | 0.29562
SecondarySchool_Classroom_INFIL_SPEED | Infiltration |  | WntrDsn | 2014-01-01 | 2014-12-31 | Constant | bar: Hr 1
SecondarySchool_Classroom_INFIL_SPEED | Infiltration |  | SmrDsn | 2014-01-01 | 2014-12-31 | Constant | bar: Hr 1
SecondarySchool_Classroom_INFIL_SPEED | Infiltration |  | Sun | 2014-01-01 | 2014-12-31 | Constant | bar: Hr 1
SecondarySchool_Classroom_INFIL_SPEED | Infiltration |  | Sat | 2014-01-01 | 2014-12-31 | Constant | bar: Hr 1
SecondarySchool_Classroom_INFIL_SPEED | Infiltration |  | Wkdy ¦ Default | 2014-01-01 | 2014-06-15 | Hourly | 1 | 1 | 1 | 1 | 1 | 1 | 1 | 1 | 0.5 | 0.5 | 0.5 | 0.5 | 0.5 | 0.5 | 0.5 | 0.5 | 0.5 | 0.5 | 0.5 | 0.5 | 0.5 | 1 | 1 | 1
SecondarySchool_Classroom_INFIL_SPEED | Infiltration |  | Wkdy ¦ Default | 2014-06-16 | 2014-09-15 | Hourly | 1 | 1 | 1 | 1 | 1 | 1 | 1 | 1 | 0.5 | 0.5 | 0.5 | 0.5 | 0.5 | 0.5 | 0.5 | 0.5 | 0.5 | 0.5 | 0.5 | 0.5 | 0.5 | 1 | 1 | 1
SecondarySchool_Classroom_INFIL_SPEED | Infiltration |  | Wkdy ¦ Default | 2014-09-16 | 2014-12-31 | Hourly | 1 | 1 | 1 | 1 | 1 | 1 | 1 | 1 | 0.5 | 0.5 | 0.5 | 0.5 | 0.5 | 0.5 | 0.5 | 0.5 | 0.5 | 0.5 | 0.5 | 0.5 | 0.5 | 1 | 1 | 1
SecondarySchool_Classroom_ACTIVITY_SPEED | Activity | W | WntrDsn | 2014-01-01 | 2014-12-31 | Constant | Hr 1: 120
SecondarySchool_Classroom_ACTIVITY_SPEED | Activity | W | SmrDsn | 2014-01-01 | 2014-12-31 | Constant | Hr 1: 120
SecondarySchool_Classroom_ACTIVITY_SPEED | Activity | W | Sun | 2014-01-01 | 2014-12-31 | Constant | Hr 1: 120
SecondarySchool_Classroom_ACTIVITY_SPEED | Activity | W | Sat | 2014-01-01 | 2014-12-31 | Constant | Hr 1: 120
SecondarySchool_Classroom_ACTIVITY_SPEED | Activity | W | Wkdy ¦ Default | 2014-01-01 | 2014-12-31 | Constant | Hr 1: 120
SecondarySchool_Classroom_OA_SPEED | OA Air |  | WntrDsn | 2014-01-01 | 2014-12-31 | Constant | bar: Hr 1
SecondarySchool_Classroom_OA_SPEED | OA Air |  | SmrDsn | 2014-01-01 | 2014-12-31 | Constant | bar: Hr 1
SecondarySchool_Classroom_OA_SPEED | OA Air |  | Sun | 2014-01-01 | 2014-12-31 | Constant | Hr 1: 0
SecondarySchool_Classroom_OA_SPEED | OA Air |  | Sat | 2014-01-01 | 2014-12-31 | Constant | Hr 1: 0
SecondarySchool_Classroom_OA_SPEED | OA Air |  | Wkdy ¦ Default | 2014-01-01 | 2014-06-15 | Hourly | 0 | 0 | 0 | 0 | 0 | 0 | 0 | 0 | 1 | 1 | 1 | 1 | 1 | 1 | 1 | 1 | 1 | 1 | 1 | 1 | 1 | 0 | 0 | 0
SecondarySchool_Classroom_OA_SPEED | OA Air |  | Wkdy ¦ Default | 2014-06-16 | 2014-09-15 | Hourly | 0 | 0 | 0 | 0 | 0 | 0 | 0 | 0 | 1 | 1 | 1 | 1 | 1 | 1 | 1 | 1 | 1 | 1 | 1 | 1 | 1 | 0 | 0 | 0
SecondarySchool_Classroom_OA_SPEED | OA Air |  | Wkdy ¦ Default | 2014-09-16 | 2014-12-31 | Hourly | 0 | 0 | 0 | 0 | 0 | 0 | 0 | 0 | 1 | 1 | 1 | 1 | 1 | 1 | 1 | 1 | 1 | 1 | 1 | 1 | 1 | 0 | 0 | 0
SecondarySchool_Computer_CLGSETP_SPEED | Thermostat Setpoint | C | WntrDsn | 2014-01-01 | 2014-12-31 | Constant | Hr 1: 23.9
SecondarySchool_Computer_CLGSETP_SPEED | Thermostat Setpoint | C | SmrDsn | 2014-01-01 | 2014-12-31 | Constant | Hr 1: 23.9
SecondarySchool_Computer_CLGSETP_SPEED | Thermostat Setpoint | C | Sun | 2014-01-01 | 2014-12-31 | Constant | Hr 1: 25.6
SecondarySchool_Computer_CLGSETP_SPEED | Thermostat Setpoint | C | Sat | 2014-01-01 | 2014-12-31 | Constant | Hr 1: 25.6
SecondarySchool_Computer_CLGSETP_SPEED | Thermostat Setpoint | C | Wkdy ¦ Default | 2014-01-01 | 2014-06-15 | Hourly | 25.6 | 25.6 | 25.6 | 25.6 | 25.6 | 25.6 | 25.6 | 25.6 | 23.9 | 23.9 | 23.9 | 23.9 | 23.9 | 23.9 | 23.9 | 23.9 | 23.9 | 23.9 | 23.9 | 23.9 | 23.9 | 25.6 | 25.6 | 25.6
SecondarySchool_Computer_CLGSETP_SPEED | Thermostat Setpoint | C | Wkdy ¦ Default | 2014-06-16 | 2014-09-15 | Hourly | 25.6 | 25.6 | 25.6 | 25.6 | 25.6 | 25.6 | 25.6 | 25.6 | 23.9 | 23.9 | 23.9 | 23.9 | 23.9 | 23.9 | 23.9 | 23.9 | 23.9 | 23.9 | 23.9 | 23.9 | 23.9 | 25.6 | 25.6 | 25.6
SecondarySchool_Computer_CLGSETP_SPEED | Thermostat Setpoint | C | Wkdy ¦ Default | 2014-09-16 | 2014-12-31 | Hourly | 25.6 | 25.6 | 25.6 | 25.6 | 25.6 | 25.6 | 25.6 | 25.6 | 23.9 | 23.9 | 23.9 | 23.9 | 23.9 | 23.9 | 23.9 | 23.9 | 23.9 | 23.9 | 23.9 | 23.9 | 23.9 | 25.6 | 25.6 | 25.6
SecondarySchool_Computer_HTGSETP_SPEED | Thermostat Setpoint | C | WntrDsn | 2014-01-01 | 2014-12-31 | Constant | Hr 1: 21.1
SecondarySchool_Computer_HTGSETP_SPEED | Thermostat Setpoint | C | SmrDsn | 2014-01-01 | 2014-12-31 | Constant | Hr 1: 21.1
SecondarySchool_Computer_HTGSETP_SPEED | Thermostat Setpoint | C | Sun | 2014-01-01 | 2014-12-31 | Constant | Hr 1: 19.4
SecondarySchool_Computer_HTGSETP_SPEED | Thermostat Setpoint | C | Sat | 2014-01-01 | 2014-12-31 | Constant | Hr 1: 19.4
SecondarySchool_Computer_HTGSETP_SPEED | Thermostat Setpoint | C | Wkdy ¦ Default | 2014-01-01 | 2014-06-15 | Hourly | 19.4 | 19.4 | 19.4 | 19.4 | 19.4 | 19.4 | 19.4 | 19.4 | 21.1 | 21.1 | 21.1 | 21.1 | 21.1 | 21.1 | 21.1 | 21.1 | 21.1 | 21.1 | 21.1 | 21.1 | 21.1 | 19.4 | 19.4 | 19.4
SecondarySchool_Computer_HTGSETP_SPEED | Thermostat Setpoint | C | Wkdy ¦ Default | 2014-06-16 | 2014-09-15 | Hourly | 19.4 | 19.4 | 19.4 | 19.4 | 19.4 | 19.4 | 19.4 | 19.4 | 21.1 | 21.1 | 21.1 | 21.1 | 21.1 | 21.1 | 21.1 | 21.1 | 21.1 | 21.1 | 21.1 | 21.1 | 21.1 | 19.4 | 19.4 | 19.4
SecondarySchool_Computer_HTGSETP_SPEED | Thermostat Setpoint | C | Wkdy ¦ Default | 2014-09-16 | 2014-12-31 | Hourly | 19.4 | 19.4 | 19.4 | 19.4 | 19.4 | 19.4 | 19.4 | 19.4 | 21.1 | 21.1 | 21.1 | 21.1 | 21.1 | 21.1 | 21.1 | 21.1 | 21.1 | 21.1 | 21.1 | 21.1 | 21.1 | 19.4 | 19.4 | 19.4
SecondarySchool_Computer_OCC_SPEED | Occupancy |  | WntrDsn | 2014-01-01 | 2014-12-31 | Constant | Hr 1: 0
SecondarySchool_Computer_OCC_SPEED | Occupancy |  | SmrDsn | 2014-01-01 | 2014-12-31 | Constant | bar: Hr 1
SecondarySchool_Computer_OCC_SPEED | Occupancy |  | Sun | 2014-01-01 | 2014-12-31 | Constant | Hr 1: 0
SecondarySchool_Computer_OCC_SPEED | Occupancy |  | Sat | 2014-01-01 | 2014-12-31 | Constant | Hr 1: 0
SecondarySchool_Computer_OCC_SPEED | Occupancy |  | Wkdy ¦ Default | 2014-01-01 | 2014-06-15 | Hourly | 0 | 0 | 0 | 0 | 0 | 0 | 0 | 0 | 0.95 | 0.95 | 0.95 | 0.95 | 0.95 | 0.95 | 0.95 | 0.95 | 0.15 | 0.15 | 0.15 | 0.15 | 0.15 | 0 | 0 | 0
SecondarySchool_Computer_OCC_SPEED | Occupancy |  | Wkdy ¦ Default | 2014-06-16 | 2014-09-15 | Hourly | 0 | 0 | 0 | 0 | 0 | 0 | 0 | 0 | 0.15 | 0.15 | 0.15 | 0.15 | 0.15 | 0.15 | 0.15 | 0.15 | 0.15 | 0.15 | 0.15 | 0.15 | 0.15 | 0 | 0 | 0
SecondarySchool_Computer_OCC_SPEED | Occupancy |  | Wkdy ¦ Default | 2014-09-16 | 2014-12-31 | Hourly | 0 | 0 | 0 | 0 | 0 | 0 | 0 | 0 | 0.95 | 0.95 | 0.95 | 0.95 | 0.95 | 0.95 | 0.95 | 0.95 | 0.15 | 0.15 | 0.15 | 0.15 | 0.15 | 0 | 0 | 0
SecondarySchool_Computer_OCC_2013_SPEED | Occupancy |  | WntrDsn | 2014-01-01 | 2014-12-31 | Constant | Hr 1: 0
SecondarySchool_Computer_OCC_2013_SPEED | Occupancy |  | SmrDsn | 2014-01-01 | 2014-12-31 | Constant | bar: Hr 1
SecondarySchool_Computer_OCC_2013_SPEED | Occupancy |  | Sun | 2014-01-01 | 2014-12-31 | Constant | Hr 1: 0
SecondarySchool_Computer_OCC_2013_SPEED | Occupancy |  | Sat | 2014-01-01 | 2014-12-31 | Constant | Hr 1: 0
SecondarySchool_Computer_OCC_2013_SPEED | Occupancy |  | Wkdy ¦ Default | 2014-01-01 | 2014-06-30 | Hourly | 0 | 0 | 0 | 0 | 0 | 0 | 0 | 0 | 0.95 | 0.95 | 0.95 | 0.95 | 0.95 | 0.95 | 0.95 | 0.95 | 0.95 | 0.95 | 0.95 | 0.95 | 0.95 | 0 | 0 | 0
SecondarySchool_Computer_OCC_2013_SPEED | Occupancy |  | Wkdy ¦ Default | 2014-07-01 | 2014-09-01 | Hourly | 0 | 0 | 0 | 0 | 0 | 0 | 0 | 0 | 0.5 | 0.5 | 0.5 | 0.5 | 0.5 | 0.5 | 0.5 | 0.5 | 0.5 | 0.5 | 0.5 | 0.5 | 0.5 | 0 | 0 | 0
SecondarySchool_Computer_OCC_2013_SPEED | Occupancy |  | Wkdy ¦ Default | 2014-09-01 | 2014-12-31 | Hourly | 0 | 0 | 0 | 0 | 0 | 0 | 0 | 0 | 0.95 | 0.95 | 0.95 | 0.95 | 0.95 | 0.95 | 0.95 | 0.95 | 0.95 | 0.95 | 0.95 | 0.95 | 0.95 | 0 | 0 | 0
SecondarySchool_Computer_LIGHT_2007_SPEED | Lighting |  | WntrDsn | 2014-01-01 | 2014-12-31 | Constant | Hr 1: 0
SecondarySchool_Computer_LIGHT_2007_SPEED | Lighting |  | SmrDsn | 2014-01-01 | 2014-12-31 | Constant | bar: Hr 1
SecondarySchool_Computer_LIGHT_2007_SPEED | Lighting |  | Sun | 2014-01-01 | 2014-06-30 | Constant | Hr 1: 0.1773
SecondarySchool_Computer_LIGHT_2007_SPEED | Lighting |  | Sun | 2014-07-01 | 2014-09-01 | Constant | Hr 1: 0.1773
SecondarySchool_Computer_LIGHT_2007_SPEED | Lighting |  | Sun | 2014-09-01 | 2014-12-31 | Constant | Hr 1: 0.1773
SecondarySchool_Computer_LIGHT_2007_SPEED | Lighting |  | Sat | 2014-01-01 | 2014-06-30 | Constant | Hr 1: 0.1773
SecondarySchool_Computer_LIGHT_2007_SPEED | Lighting |  | Sat | 2014-07-01 | 2014-09-01 | Constant | Hr 1: 0.1773
SecondarySchool_Computer_LIGHT_2007_SPEED | Lighting |  | Sat | 2014-09-01 | 2014-12-31 | Constant | Hr 1: 0.1773
SecondarySchool_Computer_LIGHT_2007_SPEED | Lighting |  | Wkdy ¦ Default | 2014-01-01 | 2014-06-30 | Hourly | 0.1773 | 0.1773 | 0.1773 | 0.1773 | 0.1773 | 0.1773 | 0.1773 | 0.9 | 0.9 | 0.9 | 0.9 | 0.9 | 0.9 | 0.9 | 0.9 | 0.9 | 0.9 | 0.9 | 0.9 | 0.9 | 0.9 | 0.1773 | 0.1773 | 0.1773
SecondarySchool_Computer_LIGHT_2007_SPEED | Lighting |  | Wkdy ¦ Default | 2014-07-01 | 2014-09-01 | Hourly | 0.1773 | 0.1773 | 0.1773 | 0.1773 | 0.1773 | 0.1773 | 0.1773 | 0.1773 | 0.5 | 0.5 | 0.5 | 0.5 | 0.5 | 0.5 | 0.5 | 0.5 | 0.5 | 0.5 | 0.5 | 0.5 | 0.1773 | 0.1773 | 0.1773 | 0.1773
SecondarySchool_Computer_LIGHT_2007_SPEED | Lighting |  | Wkdy ¦ Default | 2014-09-01 | 2014-12-31 | Hourly | 0.1773 | 0.1773 | 0.1773 | 0.1773 | 0.1773 | 0.1773 | 0.1773 | 0.9 | 0.9 | 0.9 | 0.9 | 0.9 | 0.9 | 0.9 | 0.9 | 0.9 | 0.9 | 0.9 | 0.9 | 0.9 | 0.9 | 0.1773 | 0.1773 | 0.1773
SecondarySchool_Computer_EQUIP_2007_SPEED | Equipment |  | WntrDsn | 2014-01-01 | 2014-12-31 | Constant | Hr 1: 0
SecondarySchool_Computer_EQUIP_2007_SPEED | Equipment |  | SmrDsn | 2014-01-01 | 2014-12-31 | Constant | bar: Hr 1
SecondarySchool_Computer_EQUIP_2007_SPEED | Equipment |  | Sun | 2014-01-01 | 2014-06-30 | Constant | Hr 1: 0.35
SecondarySchool_Computer_EQUIP_2007_SPEED | Equipment |  | Sun | 2014-07-01 | 2014-09-01 | Constant | Hr 1: 0.25
SecondarySchool_Computer_EQUIP_2007_SPEED | Equipment |  | Sun | 2014-09-01 | 2014-12-31 | Constant | Hr 1: 0.35
SecondarySchool_Computer_EQUIP_2007_SPEED | Equipment |  | Sat | 2014-01-01 | 2014-06-30 | Constant | Hr 1: 0.35
SecondarySchool_Computer_EQUIP_2007_SPEED | Equipment |  | Sat | 2014-07-01 | 2014-09-01 | Constant | Hr 1: 0.25
SecondarySchool_Computer_EQUIP_2007_SPEED | Equipment |  | Sat | 2014-09-01 | 2014-12-31 | Constant | Hr 1: 0.35
SecondarySchool_Computer_EQUIP_2007_SPEED | Equipment |  | Wkdy ¦ Default | 2014-01-01 | 2014-06-30 | Hourly | 0.35 | 0.35 | 0.35 | 0.35 | 0.35 | 0.35 | 0.35 | 0.35 | 0.95 | 0.95 | 0.95 | 0.95 | 0.95 | 0.95 | 0.95 | 0.95 | 0.95 | 0.35 | 0.35 | 0.35 | 0.35 | 0.35 | 0.35 | 0.35
SecondarySchool_Computer_EQUIP_2007_SPEED | Equipment |  | Wkdy ¦ Default | 2014-07-01 | 2014-09-01 | Hourly | 0.25 | 0.25 | 0.25 | 0.25 | 0.25 | 0.25 | 0.25 | 0.25 | 0.5 | 0.5 | 0.5 | 0.5 | 0.5 | 0.5 | 0.5 | 0.5 | 0.5 | 0.25 | 0.25 | 0.25 | 0.25 | 0.25 | 0.25 | 0.25
SecondarySchool_Computer_EQUIP_2007_SPEED | Equipment |  | Wkdy ¦ Default | 2014-09-01 | 2014-12-31 | Hourly | 0.35 | 0.35 | 0.35 | 0.35 | 0.35 | 0.35 | 0.35 | 0.35 | 0.95 | 0.95 | 0.95 | 0.95 | 0.95 | 0.95 | 0.95 | 0.95 | 0.95 | 0.35 | 0.35 | 0.35 | 0.35 | 0.35 | 0.35 | 0.35
SecondarySchool_Computer_LIGHT_2010_SPEED | Lighting |  | WntrDsn | 2014-01-01 | 2014-12-31 | Constant | Hr 1: 0
SecondarySchool_Computer_LIGHT_2010_SPEED | Lighting |  | SmrDsn | 2014-01-01 | 2014-12-31 | Constant | bar: Hr 1
SecondarySchool_Computer_LIGHT_2010_SPEED | Lighting |  | Sun | 2014-01-01 | 2014-06-30 | Constant | Hr 1: 0.1773
SecondarySchool_Computer_LIGHT_2010_SPEED | Lighting |  | Sun | 2014-07-01 | 2014-09-01 | Constant | Hr 1: 0.1773
SecondarySchool_Computer_LIGHT_2010_SPEED | Lighting |  | Sun | 2014-09-01 | 2014-12-31 | Constant | Hr 1: 0.1773
SecondarySchool_Computer_LIGHT_2010_SPEED | Lighting |  | Sat | 2014-01-01 | 2014-06-30 | Constant | Hr 1: 0.1773
SecondarySchool_Computer_LIGHT_2010_SPEED | Lighting |  | Sat | 2014-07-01 | 2014-09-01 | Constant | Hr 1: 0.1773
SecondarySchool_Computer_LIGHT_2010_SPEED | Lighting |  | Sat | 2014-09-01 | 2014-12-31 | Constant | Hr 1: 0.1773
SecondarySchool_Computer_LIGHT_2010_SPEED | Lighting |  | Wkdy ¦ Default | 2014-01-01 | 2014-06-30 | Hourly | 0.1773 | 0.1773 | 0.1773 | 0.1773 | 0.1773 | 0.1773 | 0.1773 | 0.9 | 0.612 | 0.612 | 0.612 | 0.612 | 0.612 | 0.612 | 0.612 | 0.612 | 0.612 | 0.612 | 0.612 | 0.612 | 0.612 | 0.1773 | 0.1773 | 0.1773
SecondarySchool_Computer_LIGHT_2010_SPEED | Lighting |  | Wkdy ¦ Default | 2014-07-01 | 2014-09-01 | Hourly | 0.1773 | 0.1773 | 0.1773 | 0.1773 | 0.1773 | 0.1773 | 0.1773 | 0.1773 | 0.34 | 0.34 | 0.34 | 0.34 | 0.34 | 0.34 | 0.34 | 0.34 | 0.34 | 0.34 | 0.34 | 0.34 | 0.12056 | 0.1773 | 0.1773 | 0.1773
SecondarySchool_Computer_LIGHT_2010_SPEED | Lighting |  | Wkdy ¦ Default | 2014-09-01 | 2014-12-31 | Hourly | 0.1773 | 0.1773 | 0.1773 | 0.1773 | 0.1773 | 0.1773 | 0.1773 | 0.9 | 0.612 | 0.612 | 0.612 | 0.612 | 0.612 | 0.612 | 0.612 | 0.612 | 0.612 | 0.612 | 0.612 | 0.612 | 0.612 | 0.1773 | 0.1773 | 0.1773
SecondarySchool_Computer_EQUIP_2010_SPEED | Equipment |  | WntrDsn | 2014-01-01 | 2014-12-31 | Constant | Hr 1: 0
SecondarySchool_Computer_EQUIP_2010_SPEED | Equipment |  | SmrDsn | 2014-01-01 | 2014-12-31 | Constant | bar: Hr 1
SecondarySchool_Computer_EQUIP_2010_SPEED | Equipment |  | Sun | 2014-01-01 | 2014-06-30 | Constant | Hr 1: 0.35
SecondarySchool_Computer_EQUIP_2010_SPEED | Equipment |  | Sun | 2014-07-01 | 2014-09-01 | Constant | Hr 1: 0.25
SecondarySchool_Computer_EQUIP_2010_SPEED | Equipment |  | Sun | 2014-09-01 | 2014-12-31 | Constant | Hr 1: 0.35
SecondarySchool_Computer_EQUIP_2010_SPEED | Equipment |  | Sat | 2014-01-01 | 2014-06-30 | Constant | Hr 1: 0.35
SecondarySchool_Computer_EQUIP_2010_SPEED | Equipment |  | Sat | 2014-07-01 | 2014-09-01 | Constant | Hr 1: 0.25
SecondarySchool_Computer_EQUIP_2010_SPEED | Equipment |  | Sat | 2014-09-01 | 2014-12-31 | Constant | Hr 1: 0.35
SecondarySchool_Computer_EQUIP_2010_SPEED | Equipment |  | Wkdy ¦ Default | 2014-01-01 | 2014-06-30 | Hourly | 0.35 | 0.35 | 0.35 | 0.35 | 0.35 | 0.35 | 0.35 | 0.35 | 0.95 | 0.95 | 0.95 | 0.95 | 0.95 | 0.95 | 0.95 | 0.95 | 0.95 | 0.35 | 0.35 | 0.35 | 0.35 | 0.35 | 0.35 | 0.35
SecondarySchool_Computer_EQUIP_2010_SPEED | Equipment |  | Wkdy ¦ Default | 2014-07-01 | 2014-09-01 | Hourly | 0.25 | 0.25 | 0.25 | 0.25 | 0.25 | 0.25 | 0.25 | 0.25 | 0.5 | 0.5 | 0.5 | 0.5 | 0.5 | 0.5 | 0.5 | 0.5 | 0.5 | 0.25 | 0.25 | 0.25 | 0.25 | 0.25 | 0.25 | 0.25
SecondarySchool_Computer_EQUIP_2010_SPEED | Equipment |  | Wkdy ¦ Default | 2014-09-01 | 2014-12-31 | Hourly | 0.35 | 0.35 | 0.35 | 0.35 | 0.35 | 0.35 | 0.35 | 0.35 | 0.95 | 0.95 | 0.95 | 0.95 | 0.95 | 0.95 | 0.95 | 0.95 | 0.95 | 0.35 | 0.35 | 0.35 | 0.35 | 0.35 | 0.35 | 0.35
SecondarySchool_Computer_LIGHT_2013_SPEED | Lighting |  | WntrDsn | 2014-01-01 | 2014-12-31 | Constant | Hr 1: 0
SecondarySchool_Computer_LIGHT_2013_SPEED | Lighting |  | SmrDsn | 2014-01-01 | 2014-12-31 | Constant | bar: Hr 1
SecondarySchool_Computer_LIGHT_2013_SPEED | Lighting |  | Sun | 2014-01-01 | 2014-06-30 | Constant | Hr 1: 0.1773
SecondarySchool_Computer_LIGHT_2013_SPEED | Lighting |  | Sun | 2014-07-01 | 2014-09-01 | Constant | Hr 1: 0.1773
SecondarySchool_Computer_LIGHT_2013_SPEED | Lighting |  | Sun | 2014-09-01 | 2014-12-31 | Constant | Hr 1: 0.1773
SecondarySchool_Computer_LIGHT_2013_SPEED | Lighting |  | Sat | 2014-01-01 | 2014-06-30 | Constant | Hr 1: 0.1773
SecondarySchool_Computer_LIGHT_2013_SPEED | Lighting |  | Sat | 2014-07-01 | 2014-09-01 | Constant | Hr 1: 0.1773
SecondarySchool_Computer_LIGHT_2013_SPEED | Lighting |  | Sat | 2014-09-01 | 2014-12-31 | Constant | Hr 1: 0.1773
SecondarySchool_Computer_LIGHT_2013_SPEED | Lighting |  | Wkdy ¦ Default | 2014-01-01 | 2014-06-30 | Hourly | 0.1773 | 0.1773 | 0.1773 | 0.1773 | 0.1773 | 0.1773 | 0.1773 | 0.9 | 0.59829 | 0.59829 | 0.59829 | 0.59829 | 0.59829 | 0.59829 | 0.59829 | 0.59829 | 0.59829 | 0.59829 | 0.59829 | 0.59829 | 0.59829 | 0.1773 | 0.1773 | 0.1773
SecondarySchool_Computer_LIGHT_2013_SPEED | Lighting |  | Wkdy ¦ Default | 2014-07-01 | 2014-09-01 | Hourly | 0.1773 | 0.1773 | 0.1773 | 0.1773 | 0.1773 | 0.1773 | 0.1773 | 0.1773 | 0.33238 | 0.33238 | 0.33238 | 0.33238 | 0.33238 | 0.33238 | 0.33238 | 0.33238 | 0.33238 | 0.33238 | 0.33238 | 0.33238 | 0.11786 | 0.1773 | 0.1773 | 0.1773
SecondarySchool_Computer_LIGHT_2013_SPEED | Lighting |  | Wkdy ¦ Default | 2014-09-01 | 2014-12-31 | Hourly | 0.1773 | 0.1773 | 0.1773 | 0.1773 | 0.1773 | 0.1773 | 0.1773 | 0.9 | 0.59829 | 0.59829 | 0.59829 | 0.59829 | 0.59829 | 0.59829 | 0.59829 | 0.59829 | 0.59829 | 0.59829 | 0.59829 | 0.59829 | 0.59829 | 0.1773 | 0.1773 | 0.1773
SecondarySchool_Computer_EQUIP_2013_SPEED | Equipment |  | WntrDsn | 2014-01-01 | 2014-12-31 | Constant | Hr 1: 0
SecondarySchool_Computer_EQUIP_2013_SPEED | Equipment |  | SmrDsn | 2014-01-01 | 2014-12-31 | Constant | bar: Hr 1
SecondarySchool_Computer_EQUIP_2013_SPEED | Equipment |  | Sun | 2014-01-01 | 2014-06-30 | Constant | Hr 1: 0.29562
SecondarySchool_Computer_EQUIP_2013_SPEED | Equipment |  | Sun | 2014-07-01 | 2014-09-01 | Constant | Hr 1: 0.21116
SecondarySchool_Computer_EQUIP_2013_SPEED | Equipment |  | Sun | 2014-09-01 | 2014-12-31 | Constant | Hr 1: 0.29562
SecondarySchool_Computer_EQUIP_2013_SPEED | Equipment |  | Sat | 2014-01-01 | 2014-06-30 | Constant | Hr 1: 0.29562
SecondarySchool_Computer_EQUIP_2013_SPEED | Equipment |  | Sat | 2014-07-01 | 2014-09-01 | Constant | Hr 1: 0.21116
SecondarySchool_Computer_EQUIP_2013_SPEED | Equipment |  | Sat | 2014-09-01 | 2014-12-31 | Constant | Hr 1: 0.29562
SecondarySchool_Computer_EQUIP_2013_SPEED | Equipment |  | Wkdy ¦ Default | 2014-01-01 | 2014-06-30 | Hourly | 0.29562 | 0.29562 | 0.29562 | 0.29562 | 0.29562 | 0.29562 | 0.29562 | 0.29562 | 0.90367 | 0.90367 | 0.90367 | 0.90367 | 0.90367 | 0.90367 | 0.90367 | 0.90367 | 0.90367 | 0.33293 | 0.33293 | 0.33293 | 0.33293 | 0.29562 | 0.29562 | 0.29562
SecondarySchool_Computer_EQUIP_2013_SPEED | Equipment |  | Wkdy ¦ Default | 2014-07-01 | 2014-09-01 | Hourly | 0.21116 | 0.21116 | 0.21116 | 0.21116 | 0.21116 | 0.21116 | 0.21116 | 0.21116 | 0.47562 | 0.47562 | 0.47562 | 0.47562 | 0.47562 | 0.47562 | 0.47562 | 0.47562 | 0.47562 | 0.23781 | 0.23781 | 0.23781 | 0.23781 | 0.21116 | 0.21116 | 0.21116
SecondarySchool_Computer_EQUIP_2013_SPEED | Equipment |  | Wkdy ¦ Default | 2014-09-01 | 2014-12-31 | Hourly | 0.29562 | 0.29562 | 0.29562 | 0.29562 | 0.29562 | 0.29562 | 0.29562 | 0.29562 | 0.90367 | 0.90367 | 0.90367 | 0.90367 | 0.90367 | 0.90367 | 0.90367 | 0.90367 | 0.90367 | 0.33293 | 0.33293 | 0.33293 | 0.33293 | 0.29562 | 0.29562 | 0.29562
SecondarySchool_Computer_INFIL_SPEED | Infiltration |  | WntrDsn | 2014-01-01 | 2014-12-31 | Constant | bar: Hr 1
SecondarySchool_Computer_INFIL_SPEED | Infiltration |  | SmrDsn | 2014-01-01 | 2014-12-31 | Constant | bar: Hr 1
SecondarySchool_Computer_INFIL_SPEED | Infiltration |  | Sun | 2014-01-01 | 2014-12-31 | Constant | bar: Hr 1
SecondarySchool_Computer_INFIL_SPEED | Infiltration |  | Sat | 2014-01-01 | 2014-12-31 | Constant | bar: Hr 1
SecondarySchool_Computer_INFIL_SPEED | Infiltration |  | Wkdy ¦ Default | 2014-01-01 | 2014-06-15 | Hourly | 1 | 1 | 1 | 1 | 1 | 1 | 1 | 1 | 0.5 | 0.5 | 0.5 | 0.5 | 0.5 | 0.5 | 0.5 | 0.5 | 0.5 | 0.5 | 0.5 | 0.5 | 0.5 | 1 | 1 | 1
SecondarySchool_Computer_INFIL_SPEED | Infiltration |  | Wkdy ¦ Default | 2014-06-16 | 2014-09-15 | Hourly | 1 | 1 | 1 | 1 | 1 | 1 | 1 | 1 | 0.5 | 0.5 | 0.5 | 0.5 | 0.5 | 0.5 | 0.5 | 0.5 | 0.5 | 0.5 | 0.5 | 0.5 | 0.5 | 1 | 1 | 1
SecondarySchool_Computer_INFIL_SPEED | Infiltration |  | Wkdy ¦ Default | 2014-09-16 | 2014-12-31 | Hourly | 1 | 1 | 1 | 1 | 1 | 1 | 1 | 1 | 0.5 | 0.5 | 0.5 | 0.5 | 0.5 | 0.5 | 0.5 | 0.5 | 0.5 | 0.5 | 0.5 | 0.5 | 0.5 | 1 | 1 | 1
SecondarySchool_Computer_ACTIVITY_SPEED | Activity | W | WntrDsn | 2014-01-01 | 2014-12-31 | Constant | Hr 1: 120
SecondarySchool_Computer_ACTIVITY_SPEED | Activity | W | SmrDsn | 2014-01-01 | 2014-12-31 | Constant | Hr 1: 120
SecondarySchool_Computer_ACTIVITY_SPEED | Activity | W | Sun | 2014-01-01 | 2014-12-31 | Constant | Hr 1: 120
SecondarySchool_Computer_ACTIVITY_SPEED | Activity | W | Sat | 2014-01-01 | 2014-12-31 | Constant | Hr 1: 120
SecondarySchool_Computer_ACTIVITY_SPEED | Activity | W | Wkdy ¦ Default | 2014-01-01 | 2014-12-31 | Constant | Hr 1: 120
SecondarySchool_Computer_OA_SPEED | OA Air |  | WntrDsn | 2014-01-01 | 2014-12-31 | Constant | bar: Hr 1
SecondarySchool_Computer_OA_SPEED | OA Air |  | SmrDsn | 2014-01-01 | 2014-12-31 | Constant | bar: Hr 1
SecondarySchool_Computer_OA_SPEED | OA Air |  | Sun | 2014-01-01 | 2014-12-31 | Constant | Hr 1: 0
SecondarySchool_Computer_OA_SPEED | OA Air |  | Sat | 2014-01-01 | 2014-12-31 | Constant | Hr 1: 0
SecondarySchool_Computer_OA_SPEED | OA Air |  | Wkdy ¦ Default | 2014-01-01 | 2014-06-15 | Hourly | 0 | 0 | 0 | 0 | 0 | 0 | 0 | 0 | 1 | 1 | 1 | 1 | 1 | 1 | 1 | 1 | 1 | 1 | 1 | 1 | 1 | 0 | 0 | 0
SecondarySchool_Computer_OA_SPEED | OA Air |  | Wkdy ¦ Default | 2014-06-16 | 2014-09-15 | Hourly | 0 | 0 | 0 | 0 | 0 | 0 | 0 | 0 | 1 | 1 | 1 | 1 | 1 | 1 | 1 | 1 | 1 | 1 | 1 | 1 | 1 | 0 | 0 | 0
SecondarySchool_Computer_OA_SPEED | OA Air |  | Wkdy ¦ Default | 2014-09-16 | 2014-12-31 | Hourly | 0 | 0 | 0 | 0 | 0 | 0 | 0 | 0 | 1 | 1 | 1 | 1 | 1 | 1 | 1 | 1 | 1 | 1 | 1 | 1 | 1 | 0 | 0 | 0
SecondarySchool_Mechanical_CLGSETP_SPEED | Thermostat Setpoint | C | WntrDsn | 2014-01-01 | 2014-12-31 | Constant | Hr 1: 23.9
SecondarySchool_Mechanical_CLGSETP_SPEED | Thermostat Setpoint | C | SmrDsn | 2014-01-01 | 2014-12-31 | Constant | Hr 1: 23.9
SecondarySchool_Mechanical_CLGSETP_SPEED | Thermostat Setpoint | C | Sun | 2014-01-01 | 2014-12-31 | Constant | Hr 1: 25.6
SecondarySchool_Mechanical_CLGSETP_SPEED | Thermostat Setpoint | C | Sat | 2014-01-01 | 2014-12-31 | Constant | Hr 1: 25.6
SecondarySchool_Mechanical_CLGSETP_SPEED | Thermostat Setpoint | C | Wkdy ¦ Default | 2014-01-01 | 2014-06-15 | Hourly | 25.6 | 25.6 | 25.6 | 25.6 | 25.6 | 25.6 | 25.6 | 25.6 | 23.9 | 23.9 | 23.9 | 23.9 | 23.9 | 23.9 | 23.9 | 23.9 | 23.9 | 23.9 | 23.9 | 23.9 | 23.9 | 25.6 | 25.6 | 25.6
SecondarySchool_Mechanical_CLGSETP_SPEED | Thermostat Setpoint | C | Wkdy ¦ Default | 2014-06-16 | 2014-09-15 | Hourly | 25.6 | 25.6 | 25.6 | 25.6 | 25.6 | 25.6 | 25.6 | 25.6 | 23.9 | 23.9 | 23.9 | 23.9 | 23.9 | 23.9 | 23.9 | 23.9 | 23.9 | 23.9 | 23.9 | 23.9 | 23.9 | 25.6 | 25.6 | 25.6
SecondarySchool_Mechanical_CLGSETP_SPEED | Thermostat Setpoint | C | Wkdy ¦ Default | 2014-09-16 | 2014-12-31 | Hourly | 25.6 | 25.6 | 25.6 | 25.6 | 25.6 | 25.6 | 25.6 | 25.6 | 23.9 | 23.9 | 23.9 | 23.9 | 23.9 | 23.9 | 23.9 | 23.9 | 23.9 | 23.9 | 23.9 | 23.9 | 23.9 | 25.6 | 25.6 | 25.6
SecondarySchool_Mechanical_HTGSETP_SPEED | Thermostat Setpoint | C | WntrDsn | 2014-01-01 | 2014-12-31 | Constant | Hr 1: 21.1
SecondarySchool_Mechanical_HTGSETP_SPEED | Thermostat Setpoint | C | SmrDsn | 2014-01-01 | 2014-12-31 | Constant | Hr 1: 21.1
SecondarySchool_Mechanical_HTGSETP_SPEED | Thermostat Setpoint | C | Sun | 2014-01-01 | 2014-12-31 | Constant | Hr 1: 19.4
SecondarySchool_Mechanical_HTGSETP_SPEED | Thermostat Setpoint | C | Sat | 2014-01-01 | 2014-12-31 | Constant | Hr 1: 19.4
SecondarySchool_Mechanical_HTGSETP_SPEED | Thermostat Setpoint | C | Wkdy ¦ Default | 2014-01-01 | 2014-06-15 | Hourly | 19.4 | 19.4 | 19.4 | 19.4 | 19.4 | 19.4 | 19.4 | 19.4 | 21.1 | 21.1 | 21.1 | 21.1 | 21.1 | 21.1 | 21.1 | 21.1 | 21.1 | 21.1 | 21.1 | 21.1 | 21.1 | 19.4 | 19.4 | 19.4
SecondarySchool_Mechanical_HTGSETP_SPEED | Thermostat Setpoint | C | Wkdy ¦ Default | 2014-06-16 | 2014-09-15 | Hourly | 19.4 | 19.4 | 19.4 | 19.4 | 19.4 | 19.4 | 19.4 | 19.4 | 21.1 | 21.1 | 21.1 | 21.1 | 21.1 | 21.1 | 21.1 | 21.1 | 21.1 | 21.1 | 21.1 | 21.1 | 21.1 | 19.4 | 19.4 | 19.4
SecondarySchool_Mechanical_HTGSETP_SPEED | Thermostat Setpoint | C | Wkdy ¦ Default | 2014-09-16 | 2014-12-31 | Hourly | 19.4 | 19.4 | 19.4 | 19.4 | 19.4 | 19.4 | 19.4 | 19.4 | 21.1 | 21.1 | 21.1 | 21.1 | 21.1 | 21.1 | 21.1 | 21.1 | 21.1 | 21.1 | 21.1 | 21.1 | 21.1 | 19.4 | 19.4 | 19.4
SecondarySchool_Mechanical_OCC_SPEED | Occupancy |  | WntrDsn | 2014-01-01 | 2014-12-31 | Constant | Hr 1: 0
SecondarySchool_Mechanical_OCC_SPEED | Occupancy |  | SmrDsn | 2014-01-01 | 2014-12-31 | Constant | bar: Hr 1
SecondarySchool_Mechanical_OCC_SPEED | Occupancy |  | Sun | 2014-01-01 | 2014-12-31 | Constant | Hr 1: 0
SecondarySchool_Mechanical_OCC_SPEED | Occupancy |  | Sat | 2014-01-01 | 2014-12-31 | Constant | Hr 1: 0
SecondarySchool_Mechanical_OCC_SPEED | Occupancy |  | Wkdy ¦ Default | 2014-01-01 | 2014-06-15 | Hourly | 0 | 0 | 0 | 0 | 0 | 0 | 0 | 0 | 0.95 | 0.95 | 0.95 | 0.95 | 0.95 | 0.95 | 0.95 | 0.95 | 0.15 | 0.15 | 0.15 | 0.15 | 0.15 | 0 | 0 | 0
SecondarySchool_Mechanical_OCC_SPEED | Occupancy |  | Wkdy ¦ Default | 2014-06-16 | 2014-09-15 | Hourly | 0 | 0 | 0 | 0 | 0 | 0 | 0 | 0 | 0.15 | 0.15 | 0.15 | 0.15 | 0.15 | 0.15 | 0.15 | 0.15 | 0.15 | 0.15 | 0.15 | 0.15 | 0.15 | 0 | 0 | 0
SecondarySchool_Mechanical_OCC_SPEED | Occupancy |  | Wkdy ¦ Default | 2014-09-16 | 2014-12-31 | Hourly | 0 | 0 | 0 | 0 | 0 | 0 | 0 | 0 | 0.95 | 0.95 | 0.95 | 0.95 | 0.95 | 0.95 | 0.95 | 0.95 | 0.15 | 0.15 | 0.15 | 0.15 | 0.15 | 0 | 0 | 0
SecondarySchool_Mechanical_LIGHT_2007_SPEED | Lighting |  | WntrDsn | 2014-01-01 | 2014-12-31 | Constant | Hr 1: 0
SecondarySchool_Mechanical_LIGHT_2007_SPEED | Lighting |  | SmrDsn | 2014-01-01 | 2014-12-31 | Constant | bar: Hr 1
SecondarySchool_Mechanical_LIGHT_2007_SPEED | Lighting |  | Sun | 2014-01-01 | 2014-06-30 | Constant | Hr 1: 0.1773
SecondarySchool_Mechanical_LIGHT_2007_SPEED | Lighting |  | Sun | 2014-07-01 | 2014-09-01 | Constant | Hr 1: 0.1773
SecondarySchool_Mechanical_LIGHT_2007_SPEED | Lighting |  | Sun | 2014-09-01 | 2014-12-31 | Constant | Hr 1: 0.1773
SecondarySchool_Mechanical_LIGHT_2007_SPEED | Lighting |  | Sat | 2014-01-01 | 2014-06-30 | Constant | Hr 1: 0.1773
SecondarySchool_Mechanical_LIGHT_2007_SPEED | Lighting |  | Sat | 2014-07-01 | 2014-09-01 | Constant | Hr 1: 0.1773
SecondarySchool_Mechanical_LIGHT_2007_SPEED | Lighting |  | Sat | 2014-09-01 | 2014-12-31 | Constant | Hr 1: 0.1773
SecondarySchool_Mechanical_LIGHT_2007_SPEED | Lighting |  | Wkdy ¦ Default | 2014-01-01 | 2014-06-30 | Hourly | 0.1773 | 0.1773 | 0.1773 | 0.1773 | 0.1773 | 0.1773 | 0.1773 | 0.9 | 0.9 | 0.9 | 0.9 | 0.9 | 0.9 | 0.9 | 0.9 | 0.9 | 0.9 | 0.9 | 0.9 | 0.9 | 0.9 | 0.1773 | 0.1773 | 0.1773
SecondarySchool_Mechanical_LIGHT_2007_SPEED | Lighting |  | Wkdy ¦ Default | 2014-07-01 | 2014-09-01 | Hourly | 0.1773 | 0.1773 | 0.1773 | 0.1773 | 0.1773 | 0.1773 | 0.1773 | 0.1773 | 0.5 | 0.5 | 0.5 | 0.5 | 0.5 | 0.5 | 0.5 | 0.5 | 0.5 | 0.5 | 0.5 | 0.5 | 0.1773 | 0.1773 | 0.1773 | 0.1773
SecondarySchool_Mechanical_LIGHT_2007_SPEED | Lighting |  | Wkdy ¦ Default | 2014-09-01 | 2014-12-31 | Hourly | 0.1773 | 0.1773 | 0.1773 | 0.1773 | 0.1773 | 0.1773 | 0.1773 | 0.9 | 0.9 | 0.9 | 0.9 | 0.9 | 0.9 | 0.9 | 0.9 | 0.9 | 0.9 | 0.9 | 0.9 | 0.9 | 0.9 | 0.1773 | 0.1773 | 0.1773
SecondarySchool_Mechanical_EQUIP_2007_SPEED | Equipment |  | WntrDsn | 2014-01-01 | 2014-12-31 | Constant | Hr 1: 0
SecondarySchool_Mechanical_EQUIP_2007_SPEED | Equipment |  | SmrDsn | 2014-01-01 | 2014-12-31 | Constant | bar: Hr 1
SecondarySchool_Mechanical_EQUIP_2007_SPEED | Equipment |  | Sun | 2014-01-01 | 2014-06-30 | Constant | Hr 1: 0.35
SecondarySchool_Mechanical_EQUIP_2007_SPEED | Equipment |  | Sun | 2014-07-01 | 2014-09-01 | Constant | Hr 1: 0.25
SecondarySchool_Mechanical_EQUIP_2007_SPEED | Equipment |  | Sun | 2014-09-01 | 2014-12-31 | Constant | Hr 1: 0.35
SecondarySchool_Mechanical_EQUIP_2007_SPEED | Equipment |  | Sat | 2014-01-01 | 2014-06-30 | Constant | Hr 1: 0.35
SecondarySchool_Mechanical_EQUIP_2007_SPEED | Equipment |  | Sat | 2014-07-01 | 2014-09-01 | Constant | Hr 1: 0.25
SecondarySchool_Mechanical_EQUIP_2007_SPEED | Equipment |  | Sat | 2014-09-01 | 2014-12-31 | Constant | Hr 1: 0.35
SecondarySchool_Mechanical_EQUIP_2007_SPEED | Equipment |  | Wkdy ¦ Default | 2014-01-01 | 2014-06-30 | Hourly | 0.35 | 0.35 | 0.35 | 0.35 | 0.35 | 0.35 | 0.35 | 0.35 | 0.95 | 0.95 | 0.95 | 0.95 | 0.95 | 0.95 | 0.95 | 0.95 | 0.95 | 0.35 | 0.35 | 0.35 | 0.35 | 0.35 | 0.35 | 0.35
SecondarySchool_Mechanical_EQUIP_2007_SPEED | Equipment |  | Wkdy ¦ Default | 2014-07-01 | 2014-09-01 | Hourly | 0.25 | 0.25 | 0.25 | 0.25 | 0.25 | 0.25 | 0.25 | 0.25 | 0.5 | 0.5 | 0.5 | 0.5 | 0.5 | 0.5 | 0.5 | 0.5 | 0.5 | 0.25 | 0.25 | 0.25 | 0.25 | 0.25 | 0.25 | 0.25
SecondarySchool_Mechanical_EQUIP_2007_SPEED | Equipment |  | Wkdy ¦ Default | 2014-09-01 | 2014-12-31 | Hourly | 0.35 | 0.35 | 0.35 | 0.35 | 0.35 | 0.35 | 0.35 | 0.35 | 0.95 | 0.95 | 0.95 | 0.95 | 0.95 | 0.95 | 0.95 | 0.95 | 0.95 | 0.35 | 0.35 | 0.35 | 0.35 | 0.35 | 0.35 | 0.35
SecondarySchool_Mechanical_LIGHT_2010_SPEED | Lighting |  | WntrDsn | 2014-01-01 | 2014-12-31 | Constant | Hr 1: 0
SecondarySchool_Mechanical_LIGHT_2010_SPEED | Lighting |  | SmrDsn | 2014-01-01 | 2014-12-31 | Constant | bar: Hr 1
SecondarySchool_Mechanical_LIGHT_2010_SPEED | Lighting |  | Sun | 2014-01-01 | 2014-06-30 | Constant | Hr 1: 0.1773
SecondarySchool_Mechanical_LIGHT_2010_SPEED | Lighting |  | Sun | 2014-07-01 | 2014-09-01 | Constant | Hr 1: 0.1773
SecondarySchool_Mechanical_LIGHT_2010_SPEED | Lighting |  | Sun | 2014-09-01 | 2014-12-31 | Constant | Hr 1: 0.1773
SecondarySchool_Mechanical_LIGHT_2010_SPEED | Lighting |  | Sat | 2014-01-01 | 2014-06-30 | Constant | Hr 1: 0.1773
SecondarySchool_Mechanical_LIGHT_2010_SPEED | Lighting |  | Sat | 2014-07-01 | 2014-09-01 | Constant | Hr 1: 0.1773
SecondarySchool_Mechanical_LIGHT_2010_SPEED | Lighting |  | Sat | 2014-09-01 | 2014-12-31 | Constant | Hr 1: 0.1773
SecondarySchool_Mechanical_LIGHT_2010_SPEED | Lighting |  | Wkdy ¦ Default | 2014-01-01 | 2014-06-30 | Hourly | 0.1773 | 0.1773 | 0.1773 | 0.1773 | 0.1773 | 0.1773 | 0.1773 | 0.9 | 0.9 | 0.9 | 0.9 | 0.9 | 0.9 | 0.9 | 0.9 | 0.9 | 0.9 | 0.9 | 0.9 | 0.9 | 0.9 | 0.1773 | 0.1773 | 0.1773
SecondarySchool_Mechanical_LIGHT_2010_SPEED | Lighting |  | Wkdy ¦ Default | 2014-07-01 | 2014-09-01 | Hourly | 0.1773 | 0.1773 | 0.1773 | 0.1773 | 0.1773 | 0.1773 | 0.1773 | 0.1773 | 0.5 | 0.5 | 0.5 | 0.5 | 0.5 | 0.5 | 0.5 | 0.5 | 0.5 | 0.5 | 0.5 | 0.5 | 0.1773 | 0.1773 | 0.1773 | 0.1773
SecondarySchool_Mechanical_LIGHT_2010_SPEED | Lighting |  | Wkdy ¦ Default | 2014-09-01 | 2014-12-31 | Hourly | 0.1773 | 0.1773 | 0.1773 | 0.1773 | 0.1773 | 0.1773 | 0.1773 | 0.9 | 0.9 | 0.9 | 0.9 | 0.9 | 0.9 | 0.9 | 0.9 | 0.9 | 0.9 | 0.9 | 0.9 | 0.9 | 0.9 | 0.1773 | 0.1773 | 0.1773
SecondarySchool_Mechanical_EQUIP_2010_SPEED | Equipment |  | WntrDsn | 2014-01-01 | 2014-12-31 | Constant | Hr 1: 0
SecondarySchool_Mechanical_EQUIP_2010_SPEED | Equipment |  | SmrDsn | 2014-01-01 | 2014-12-31 | Constant | bar: Hr 1
SecondarySchool_Mechanical_EQUIP_2010_SPEED | Equipment |  | Sun | 2014-01-01 | 2014-06-30 | Constant | Hr 1: 0.35
SecondarySchool_Mechanical_EQUIP_2010_SPEED | Equipment |  | Sun | 2014-07-01 | 2014-09-01 | Constant | Hr 1: 0.25
SecondarySchool_Mechanical_EQUIP_2010_SPEED | Equipment |  | Sun | 2014-09-01 | 2014-12-31 | Constant | Hr 1: 0.35
SecondarySchool_Mechanical_EQUIP_2010_SPEED | Equipment |  | Sat | 2014-01-01 | 2014-06-30 | Constant | Hr 1: 0.35
SecondarySchool_Mechanical_EQUIP_2010_SPEED | Equipment |  | Sat | 2014-07-01 | 2014-09-01 | Constant | Hr 1: 0.25
SecondarySchool_Mechanical_EQUIP_2010_SPEED | Equipment |  | Sat | 2014-09-01 | 2014-12-31 | Constant | Hr 1: 0.35
SecondarySchool_Mechanical_EQUIP_2010_SPEED | Equipment |  | Wkdy ¦ Default | 2014-01-01 | 2014-06-30 | Hourly | 0.35 | 0.35 | 0.35 | 0.35 | 0.35 | 0.35 | 0.35 | 0.35 | 0.95 | 0.95 | 0.95 | 0.95 | 0.95 | 0.95 | 0.95 | 0.95 | 0.95 | 0.35 | 0.35 | 0.35 | 0.35 | 0.35 | 0.35 | 0.35
SecondarySchool_Mechanical_EQUIP_2010_SPEED | Equipment |  | Wkdy ¦ Default | 2014-07-01 | 2014-09-01 | Hourly | 0.25 | 0.25 | 0.25 | 0.25 | 0.25 | 0.25 | 0.25 | 0.25 | 0.5 | 0.5 | 0.5 | 0.5 | 0.5 | 0.5 | 0.5 | 0.5 | 0.5 | 0.25 | 0.25 | 0.25 | 0.25 | 0.25 | 0.25 | 0.25
SecondarySchool_Mechanical_EQUIP_2010_SPEED | Equipment |  | Wkdy ¦ Default | 2014-09-01 | 2014-12-31 | Hourly | 0.35 | 0.35 | 0.35 | 0.35 | 0.35 | 0.35 | 0.35 | 0.35 | 0.95 | 0.95 | 0.95 | 0.95 | 0.95 | 0.95 | 0.95 | 0.95 | 0.95 | 0.35 | 0.35 | 0.35 | 0.35 | 0.35 | 0.35 | 0.35
SecondarySchool_Mechanical_LIGHT_2013_SPEED | Lighting |  | WntrDsn | 2014-01-01 | 2014-12-31 | Constant | Hr 1: 0
SecondarySchool_Mechanical_LIGHT_2013_SPEED | Lighting |  | SmrDsn | 2014-01-01 | 2014-12-31 | Constant | bar: Hr 1
SecondarySchool_Mechanical_LIGHT_2013_SPEED | Lighting |  | Sun | 2014-01-01 | 2014-06-30 | Constant | Hr 1: 0.1773
SecondarySchool_Mechanical_LIGHT_2013_SPEED | Lighting |  | Sun | 2014-07-01 | 2014-09-01 | Constant | Hr 1: 0.1773
SecondarySchool_Mechanical_LIGHT_2013_SPEED | Lighting |  | Sun | 2014-09-01 | 2014-12-31 | Constant | Hr 1: 0.1773
SecondarySchool_Mechanical_LIGHT_2013_SPEED | Lighting |  | Sat | 2014-01-01 | 2014-06-30 | Constant | Hr 1: 0.1773
SecondarySchool_Mechanical_LIGHT_2013_SPEED | Lighting |  | Sat | 2014-07-01 | 2014-09-01 | Constant | Hr 1: 0.1773
SecondarySchool_Mechanical_LIGHT_2013_SPEED | Lighting |  | Sat | 2014-09-01 | 2014-12-31 | Constant | Hr 1: 0.1773
SecondarySchool_Mechanical_LIGHT_2013_SPEED | Lighting |  | Wkdy ¦ Default | 2014-01-01 | 2014-06-30 | Hourly | 0.1773 | 0.1773 | 0.1773 | 0.1773 | 0.1773 | 0.1773 | 0.1773 | 0.9 | 0.9 | 0.9 | 0.9 | 0.9 | 0.9 | 0.9 | 0.9 | 0.9 | 0.9 | 0.9 | 0.9 | 0.9 | 0.9 | 0.1773 | 0.1773 | 0.1773
SecondarySchool_Mechanical_LIGHT_2013_SPEED | Lighting |  | Wkdy ¦ Default | 2014-07-01 | 2014-09-01 | Hourly | 0.1773 | 0.1773 | 0.1773 | 0.1773 | 0.1773 | 0.1773 | 0.1773 | 0.1773 | 0.5 | 0.5 | 0.5 | 0.5 | 0.5 | 0.5 | 0.5 | 0.5 | 0.5 | 0.5 | 0.5 | 0.5 | 0.1773 | 0.1773 | 0.1773 | 0.1773
SecondarySchool_Mechanical_LIGHT_2013_SPEED | Lighting |  | Wkdy ¦ Default | 2014-09-01 | 2014-12-31 | Hourly | 0.1773 | 0.1773 | 0.1773 | 0.1773 | 0.1773 | 0.1773 | 0.1773 | 0.9 | 0.9 | 0.9 | 0.9 | 0.9 | 0.9 | 0.9 | 0.9 | 0.9 | 0.9 | 0.9 | 0.9 | 0.9 | 0.9 | 0.1773 | 0.1773 | 0.1773
SecondarySchool_Mechanical_EQUIP_2013_SPEED | Equipment |  | WntrDsn | 2014-01-01 | 2014-12-31 | Constant | Hr 1: 0
SecondarySchool_Mechanical_EQUIP_2013_SPEED | Equipment |  | SmrDsn | 2014-01-01 | 2014-12-31 | Constant | bar: Hr 1
SecondarySchool_Mechanical_EQUIP_2013_SPEED | Equipment |  | Sun | 2014-01-01 | 2014-06-30 | Constant | Hr 1: 0.29562
SecondarySchool_Mechanical_EQUIP_2013_SPEED | Equipment |  | Sun | 2014-07-01 | 2014-09-01 | Constant | Hr 1: 0.21116
SecondarySchool_Mechanical_EQUIP_2013_SPEED | Equipment |  | Sun | 2014-09-01 | 2014-12-31 | Constant | Hr 1: 0.29562
SecondarySchool_Mechanical_EQUIP_2013_SPEED | Equipment |  | Sat | 2014-01-01 | 2014-06-30 | Constant | Hr 1: 0.29562
SecondarySchool_Mechanical_EQUIP_2013_SPEED | Equipment |  | Sat | 2014-07-01 | 2014-09-01 | Constant | Hr 1: 0.21116
SecondarySchool_Mechanical_EQUIP_2013_SPEED | Equipment |  | Sat | 2014-09-01 | 2014-12-31 | Constant | Hr 1: 0.29562
SecondarySchool_Mechanical_EQUIP_2013_SPEED | Equipment |  | Wkdy ¦ Default | 2014-01-01 | 2014-06-30 | Hourly | 0.29562 | 0.29562 | 0.29562 | 0.29562 | 0.29562 | 0.29562 | 0.29562 | 0.29562 | 0.90367 | 0.90367 | 0.90367 | 0.90367 | 0.90367 | 0.90367 | 0.90367 | 0.90367 | 0.90367 | 0.33293 | 0.33293 | 0.33293 | 0.33293 | 0.29562 | 0.29562 | 0.29562
SecondarySchool_Mechanical_EQUIP_2013_SPEED | Equipment |  | Wkdy ¦ Default | 2014-07-01 | 2014-09-01 | Hourly | 0.21116 | 0.21116 | 0.21116 | 0.21116 | 0.21116 | 0.21116 | 0.21116 | 0.21116 | 0.47562 | 0.47562 | 0.47562 | 0.47562 | 0.47562 | 0.47562 | 0.47562 | 0.47562 | 0.47562 | 0.23781 | 0.23781 | 0.23781 | 0.23781 | 0.21116 | 0.21116 | 0.21116
SecondarySchool_Mechanical_EQUIP_2013_SPEED | Equipment |  | Wkdy ¦ Default | 2014-09-01 | 2014-12-31 | Hourly | 0.29562 | 0.29562 | 0.29562 | 0.29562 | 0.29562 | 0.29562 | 0.29562 | 0.29562 | 0.90367 | 0.90367 | 0.90367 | 0.90367 | 0.90367 | 0.90367 | 0.90367 | 0.90367 | 0.90367 | 0.33293 | 0.33293 | 0.33293 | 0.33293 | 0.29562 | 0.29562 | 0.29562
SecondarySchool_Mechanical_INFIL_SPEED | Infiltration |  | WntrDsn | 2014-01-01 | 2014-12-31 | Constant | bar: Hr 1
SecondarySchool_Mechanical_INFIL_SPEED | Infiltration |  | SmrDsn | 2014-01-01 | 2014-12-31 | Constant | bar: Hr 1
SecondarySchool_Mechanical_INFIL_SPEED | Infiltration |  | Sun | 2014-01-01 | 2014-12-31 | Constant | bar: Hr 1
SecondarySchool_Mechanical_INFIL_SPEED | Infiltration |  | Sat | 2014-01-01 | 2014-12-31 | Constant | bar: Hr 1
SecondarySchool_Mechanical_INFIL_SPEED | Infiltration |  | Wkdy ¦ Default | 2014-01-01 | 2014-06-15 | Hourly | 1 | 1 | 1 | 1 | 1 | 1 | 1 | 1 | 0.5 | 0.5 | 0.5 | 0.5 | 0.5 | 0.5 | 0.5 | 0.5 | 0.5 | 0.5 | 0.5 | 0.5 | 0.5 | 1 | 1 | 1
SecondarySchool_Mechanical_INFIL_SPEED | Infiltration |  | Wkdy ¦ Default | 2014-06-16 | 2014-09-15 | Hourly | 1 | 1 | 1 | 1 | 1 | 1 | 1 | 1 | 0.5 | 0.5 | 0.5 | 0.5 | 0.5 | 0.5 | 0.5 | 0.5 | 0.5 | 0.5 | 0.5 | 0.5 | 0.5 | 1 | 1 | 1
SecondarySchool_Mechanical_INFIL_SPEED | Infiltration |  | Wkdy ¦ Default | 2014-09-16 | 2014-12-31 | Hourly | 1 | 1 | 1 | 1 | 1 | 1 | 1 | 1 | 0.5 | 0.5 | 0.5 | 0.5 | 0.5 | 0.5 | 0.5 | 0.5 | 0.5 | 0.5 | 0.5 | 0.5 | 0.5 | 1 | 1 | 1
SecondarySchool_Mechanical_ACTIVITY_SPEED | Activity | W | WntrDsn | 2014-01-01 | 2014-12-31 | Constant | Hr 1: 120
SecondarySchool_Mechanical_ACTIVITY_SPEED | Activity | W | SmrDsn | 2014-01-01 | 2014-12-31 | Constant | Hr 1: 120
SecondarySchool_Mechanical_ACTIVITY_SPEED | Activity | W | Sun | 2014-01-01 | 2014-12-31 | Constant | Hr 1: 120
SecondarySchool_Mechanical_ACTIVITY_SPEED | Activity | W | Sat | 2014-01-01 | 2014-12-31 | Constant | Hr 1: 120
SecondarySchool_Mechanical_ACTIVITY_SPEED | Activity | W | Wkdy ¦ Default | 2014-01-01 | 2014-12-31 | Constant | Hr 1: 120
SecondarySchool_Mechanical_OA_SPEED | OA Air |  | WntrDsn | 2014-01-01 | 2014-12-31 | Constant | bar: Hr 1
SecondarySchool_Mechanical_OA_SPEED | OA Air |  | SmrDsn | 2014-01-01 | 2014-12-31 | Constant | bar: Hr 1
SecondarySchool_Mechanical_OA_SPEED | OA Air |  | Sun | 2014-01-01 | 2014-12-31 | Constant | Hr 1: 0
SecondarySchool_Mechanical_OA_SPEED | OA Air |  | Sat | 2014-01-01 | 2014-12-31 | Constant | Hr 1: 0
SecondarySchool_Mechanical_OA_SPEED | OA Air |  | Wkdy ¦ Default | 2014-01-01 | 2014-06-15 | Hourly | 0 | 0 | 0 | 0 | 0 | 0 | 0 | 0 | 1 | 1 | 1 | 1 | 1 | 1 | 1 | 1 | 1 | 1 | 1 | 1 | 1 | 0 | 0 | 0
SecondarySchool_Mechanical_OA_SPEED | OA Air |  | Wkdy ¦ Default | 2014-06-16 | 2014-09-15 | Hourly | 0 | 0 | 0 | 0 | 0 | 0 | 0 | 0 | 1 | 1 | 1 | 1 | 1 | 1 | 1 | 1 | 1 | 1 | 1 | 1 | 1 | 0 | 0 | 0
SecondarySchool_Mechanical_OA_SPEED | OA Air |  | Wkdy ¦ Default | 2014-09-16 | 2014-12-31 | Hourly | 0 | 0 | 0 | 0 | 0 | 0 | 0 | 0 | 1 | 1 | 1 | 1 | 1 | 1 | 1 | 1 | 1 | 1 | 1 | 1 | 1 | 0 | 0 | 0
SecondarySchool_Kitchen_CLGSETP_SPEED | Thermostat Setpoint | C | WntrDsn | 2014-01-01 | 2014-12-31 | Constant | Hr 1: 23.9
SecondarySchool_Kitchen_CLGSETP_SPEED | Thermostat Setpoint | C | SmrDsn | 2014-01-01 | 2014-12-31 | Constant | Hr 1: 23.9
SecondarySchool_Kitchen_CLGSETP_SPEED | Thermostat Setpoint | C | Sun | 2014-01-01 | 2014-12-31 | Constant | Hr 1: 25.6
SecondarySchool_Kitchen_CLGSETP_SPEED | Thermostat Setpoint | C | Sat | 2014-01-01 | 2014-12-31 | Constant | Hr 1: 25.6
SecondarySchool_Kitchen_CLGSETP_SPEED | Thermostat Setpoint | C | Wkdy ¦ Default | 2014-01-01 | 2014-06-15 | Hourly | 25.6 | 25.6 | 25.6 | 25.6 | 25.6 | 25.6 | 25.6 | 25.6 | 23.9 | 23.9 | 23.9 | 23.9 | 23.9 | 23.9 | 23.9 | 23.9 | 23.9 | 23.9 | 23.9 | 23.9 | 23.9 | 25.6 | 25.6 | 25.6
SecondarySchool_Kitchen_CLGSETP_SPEED | Thermostat Setpoint | C | Wkdy ¦ Default | 2014-06-16 | 2014-09-15 | Hourly | 25.6 | 25.6 | 25.6 | 25.6 | 25.6 | 25.6 | 25.6 | 25.6 | 23.9 | 23.9 | 23.9 | 23.9 | 23.9 | 23.9 | 23.9 | 23.9 | 23.9 | 23.9 | 23.9 | 23.9 | 23.9 | 25.6 | 25.6 | 25.6
SecondarySchool_Kitchen_CLGSETP_SPEED | Thermostat Setpoint | C | Wkdy ¦ Default | 2014-09-16 | 2014-12-31 | Hourly | 25.6 | 25.6 | 25.6 | 25.6 | 25.6 | 25.6 | 25.6 | 25.6 | 23.9 | 23.9 | 23.9 | 23.9 | 23.9 | 23.9 | 23.9 | 23.9 | 23.9 | 23.9 | 23.9 | 23.9 | 23.9 | 25.6 | 25.6 | 25.6
SecondarySchool_Kitchen_HTGSETP_SPEED | Thermostat Setpoint | C | WntrDsn | 2014-01-01 | 2014-12-31 | Constant | Hr 1: 21.1
SecondarySchool_Kitchen_HTGSETP_SPEED | Thermostat Setpoint | C | SmrDsn | 2014-01-01 | 2014-12-31 | Constant | Hr 1: 21.1
SecondarySchool_Kitchen_HTGSETP_SPEED | Thermostat Setpoint | C | Sun | 2014-01-01 | 2014-12-31 | Constant | Hr 1: 19.4
SecondarySchool_Kitchen_HTGSETP_SPEED | Thermostat Setpoint | C | Sat | 2014-01-01 | 2014-12-31 | Constant | Hr 1: 19.4
SecondarySchool_Kitchen_HTGSETP_SPEED | Thermostat Setpoint | C | Wkdy ¦ Default | 2014-01-01 | 2014-06-15 | Hourly | 19.4 | 19.4 | 19.4 | 19.4 | 19.4 | 19.4 | 19.4 | 19.4 | 21.1 | 21.1 | 21.1 | 21.1 | 21.1 | 21.1 | 21.1 | 21.1 | 21.1 | 21.1 | 21.1 | 21.1 | 21.1 | 19.4 | 19.4 | 19.4
SecondarySchool_Kitchen_HTGSETP_SPEED | Thermostat Setpoint | C | Wkdy ¦ Default | 2014-06-16 | 2014-09-15 | Hourly | 19.4 | 19.4 | 19.4 | 19.4 | 19.4 | 19.4 | 19.4 | 19.4 | 21.1 | 21.1 | 21.1 | 21.1 | 21.1 | 21.1 | 21.1 | 21.1 | 21.1 | 21.1 | 21.1 | 21.1 | 21.1 | 19.4 | 19.4 | 19.4
SecondarySchool_Kitchen_HTGSETP_SPEED | Thermostat Setpoint | C | Wkdy ¦ Default | 2014-09-16 | 2014-12-31 | Hourly | 19.4 | 19.4 | 19.4 | 19.4 | 19.4 | 19.4 | 19.4 | 19.4 | 21.1 | 21.1 | 21.1 | 21.1 | 21.1 | 21.1 | 21.1 | 21.1 | 21.1 | 21.1 | 21.1 | 21.1 | 21.1 | 19.4 | 19.4 | 19.4
SecondarySchool_Kitchen_OCC_SPEED | Occupancy |  | WntrDsn | 2014-01-01 | 2014-12-31 | Constant | Hr 1: 0
SecondarySchool_Kitchen_OCC_SPEED | Occupancy |  | SmrDsn | 2014-01-01 | 2014-12-31 | Constant | bar: Hr 1
SecondarySchool_Kitchen_OCC_SPEED | Occupancy |  | Sun | 2014-01-01 | 2014-12-31 | Constant | Hr 1: 0
SecondarySchool_Kitchen_OCC_SPEED | Occupancy |  | Sat | 2014-01-01 | 2014-12-31 | Constant | Hr 1: 0
SecondarySchool_Kitchen_OCC_SPEED | Occupancy |  | Wkdy ¦ Default | 2014-01-01 | 2014-06-15 | Hourly | 0 | 0 | 0 | 0 | 0 | 0 | 0 | 0 | 0.95 | 0.95 | 0.95 | 0.95 | 0.95 | 0.95 | 0.95 | 0.95 | 0.15 | 0.15 | 0.15 | 0.15 | 0.15 | 0 | 0 | 0
SecondarySchool_Kitchen_OCC_SPEED | Occupancy |  | Wkdy ¦ Default | 2014-06-16 | 2014-09-15 | Hourly | 0 | 0 | 0 | 0 | 0 | 0 | 0 | 0 | 0.15 | 0.15 | 0.15 | 0.15 | 0.15 | 0.15 | 0.15 | 0.15 | 0.15 | 0.15 | 0.15 | 0.15 | 0.15 | 0 | 0 | 0
SecondarySchool_Kitchen_OCC_SPEED | Occupancy |  | Wkdy ¦ Default | 2014-09-16 | 2014-12-31 | Hourly | 0 | 0 | 0 | 0 | 0 | 0 | 0 | 0 | 0.95 | 0.95 | 0.95 | 0.95 | 0.95 | 0.95 | 0.95 | 0.95 | 0.15 | 0.15 | 0.15 | 0.15 | 0.15 | 0 | 0 | 0
SecondarySchool_Kitchen_LIGHT_2007_SPEED | Lighting |  | WntrDsn | 2014-01-01 | 2014-12-31 | Constant | Hr 1: 0
SecondarySchool_Kitchen_LIGHT_2007_SPEED | Lighting |  | SmrDsn | 2014-01-01 | 2014-12-31 | Constant | bar: Hr 1
SecondarySchool_Kitchen_LIGHT_2007_SPEED | Lighting |  | Sun | 2014-01-01 | 2014-06-30 | Constant | Hr 1: 0.1773
SecondarySchool_Kitchen_LIGHT_2007_SPEED | Lighting |  | Sun | 2014-07-01 | 2014-09-01 | Constant | Hr 1: 0.1773
SecondarySchool_Kitchen_LIGHT_2007_SPEED | Lighting |  | Sun | 2014-09-01 | 2014-12-31 | Constant | Hr 1: 0.1773
SecondarySchool_Kitchen_LIGHT_2007_SPEED | Lighting |  | Sat | 2014-01-01 | 2014-06-30 | Constant | Hr 1: 0.1773
SecondarySchool_Kitchen_LIGHT_2007_SPEED | Lighting |  | Sat | 2014-07-01 | 2014-09-01 | Constant | Hr 1: 0.1773
SecondarySchool_Kitchen_LIGHT_2007_SPEED | Lighting |  | Sat | 2014-09-01 | 2014-12-31 | Constant | Hr 1: 0.1773
SecondarySchool_Kitchen_LIGHT_2007_SPEED | Lighting |  | Wkdy ¦ Default | 2014-01-01 | 2014-06-30 | Hourly | 0.1773 | 0.1773 | 0.1773 | 0.1773 | 0.1773 | 0.1773 | 0.1773 | 0.9 | 0.9 | 0.9 | 0.9 | 0.9 | 0.9 | 0.9 | 0.9 | 0.9 | 0.9 | 0.9 | 0.9 | 0.9 | 0.9 | 0.1773 | 0.1773 | 0.1773
SecondarySchool_Kitchen_LIGHT_2007_SPEED | Lighting |  | Wkdy ¦ Default | 2014-07-01 | 2014-09-01 | Hourly | 0.1773 | 0.1773 | 0.1773 | 0.1773 | 0.1773 | 0.1773 | 0.1773 | 0.1773 | 0.5 | 0.5 | 0.5 | 0.5 | 0.5 | 0.5 | 0.5 | 0.5 | 0.5 | 0.5 | 0.5 | 0.5 | 0.1773 | 0.1773 | 0.1773 | 0.1773
SecondarySchool_Kitchen_LIGHT_2007_SPEED | Lighting |  | Wkdy ¦ Default | 2014-09-01 | 2014-12-31 | Hourly | 0.1773 | 0.1773 | 0.1773 | 0.1773 | 0.1773 | 0.1773 | 0.1773 | 0.9 | 0.9 | 0.9 | 0.9 | 0.9 | 0.9 | 0.9 | 0.9 | 0.9 | 0.9 | 0.9 | 0.9 | 0.9 | 0.9 | 0.1773 | 0.1773 | 0.1773
SecondarySchool_Kitchen_EQUIP_2007_SPEED | Equipment |  | WntrDsn | 2014-01-01 | 2014-12-31 | Constant | Hr 1: 0
SecondarySchool_Kitchen_EQUIP_2007_SPEED | Equipment |  | SmrDsn | 2014-01-01 | 2014-12-31 | Constant | bar: Hr 1
SecondarySchool_Kitchen_EQUIP_2007_SPEED | Equipment |  | Sun | 2014-01-01 | 2014-06-30 | Constant | Hr 1: 0.1
SecondarySchool_Kitchen_EQUIP_2007_SPEED | Equipment |  | Sun | 2014-07-01 | 2014-09-01 | Constant | Hr 1: 0.1
SecondarySchool_Kitchen_EQUIP_2007_SPEED | Equipment |  | Sun | 2014-09-01 | 2014-12-31 | Constant | Hr 1: 0.1
SecondarySchool_Kitchen_EQUIP_2007_SPEED | Equipment |  | Sat | 2014-01-01 | 2014-06-30 | Constant | Hr 1: 0.1
SecondarySchool_Kitchen_EQUIP_2007_SPEED | Equipment |  | Sat | 2014-07-01 | 2014-09-01 | Constant | Hr 1: 0.1
SecondarySchool_Kitchen_EQUIP_2007_SPEED | Equipment |  | Sat | 2014-09-01 | 2014-12-31 | Constant | Hr 1: 0.1
SecondarySchool_Kitchen_EQUIP_2007_SPEED | Equipment |  | Wkdy ¦ Default | 2014-01-01 | 2014-06-30 | Hourly | 0.1 | 0.1 | 0.1 | 0.1 | 0.1 | 0.1 | 0.1 | 0.1 | 0.15 | 0.15 | 0.25 | 0.25 | 0.25 | 0.15 | 0.15 | 0.1 | 0.1 | 0.1 | 0.1 | 0.1 | 0.1 | 0.1 | 0.1 | 0.1
SecondarySchool_Kitchen_EQUIP_2007_SPEED | Equipment |  | Wkdy ¦ Default | 2014-07-01 | 2014-09-01 | Hourly | 0.1 | 0.1 | 0.1 | 0.1 | 0.1 | 0.1 | 0.1 | 0.1 | 0.15 | 0.15 | 0.25 | 0.25 | 0.25 | 0.15 | 0.15 | 0.1 | 0.1 | 0.1 | 0.1 | 0.1 | 0.1 | 0.1 | 0.1 | 0.1
SecondarySchool_Kitchen_EQUIP_2007_SPEED | Equipment |  | Wkdy ¦ Default | 2014-09-01 | 2014-12-31 | Hourly | 0.1 | 0.1 | 0.1 | 0.1 | 0.1 | 0.1 | 0.1 | 0.1 | 0.15 | 0.15 | 0.25 | 0.25 | 0.25 | 0.15 | 0.15 | 0.1 | 0.1 | 0.1 | 0.1 | 0.1 | 0.1 | 0.1 | 0.1 | 0.1
SecondarySchool_Kitchen_LIGHT_2010_SPEED | Lighting |  | WntrDsn | 2014-01-01 | 2014-12-31 | Constant | Hr 1: 0
SecondarySchool_Kitchen_LIGHT_2010_SPEED | Lighting |  | SmrDsn | 2014-01-01 | 2014-12-31 | Constant | bar: Hr 1
SecondarySchool_Kitchen_LIGHT_2010_SPEED | Lighting |  | Sun | 2014-01-01 | 2014-06-30 | Constant | Hr 1: 0.1773
SecondarySchool_Kitchen_LIGHT_2010_SPEED | Lighting |  | Sun | 2014-07-01 | 2014-09-01 | Constant | Hr 1: 0.1773
SecondarySchool_Kitchen_LIGHT_2010_SPEED | Lighting |  | Sun | 2014-09-01 | 2014-12-31 | Constant | Hr 1: 0.1773
SecondarySchool_Kitchen_LIGHT_2010_SPEED | Lighting |  | Sat | 2014-01-01 | 2014-06-30 | Constant | Hr 1: 0.1773
SecondarySchool_Kitchen_LIGHT_2010_SPEED | Lighting |  | Sat | 2014-07-01 | 2014-09-01 | Constant | Hr 1: 0.1773
SecondarySchool_Kitchen_LIGHT_2010_SPEED | Lighting |  | Sat | 2014-09-01 | 2014-12-31 | Constant | Hr 1: 0.1773
SecondarySchool_Kitchen_LIGHT_2010_SPEED | Lighting |  | Wkdy ¦ Default | 2014-01-01 | 2014-06-30 | Hourly | 0.1773 | 0.1773 | 0.1773 | 0.1773 | 0.1773 | 0.1773 | 0.1773 | 0.9 | 0.9 | 0.9 | 0.9 | 0.9 | 0.9 | 0.9 | 0.9 | 0.9 | 0.9 | 0.9 | 0.9 | 0.9 | 0.9 | 0.1773 | 0.1773 | 0.1773
SecondarySchool_Kitchen_LIGHT_2010_SPEED | Lighting |  | Wkdy ¦ Default | 2014-07-01 | 2014-09-01 | Hourly | 0.1773 | 0.1773 | 0.1773 | 0.1773 | 0.1773 | 0.1773 | 0.1773 | 0.1773 | 0.5 | 0.5 | 0.5 | 0.5 | 0.5 | 0.5 | 0.5 | 0.5 | 0.5 | 0.5 | 0.5 | 0.5 | 0.1773 | 0.1773 | 0.1773 | 0.1773
SecondarySchool_Kitchen_LIGHT_2010_SPEED | Lighting |  | Wkdy ¦ Default | 2014-09-01 | 2014-12-31 | Hourly | 0.1773 | 0.1773 | 0.1773 | 0.1773 | 0.1773 | 0.1773 | 0.1773 | 0.9 | 0.9 | 0.9 | 0.9 | 0.9 | 0.9 | 0.9 | 0.9 | 0.9 | 0.9 | 0.9 | 0.9 | 0.9 | 0.9 | 0.1773 | 0.1773 | 0.1773
SecondarySchool_Kitchen_EQUIP_2010_SPEED | Equipment |  | WntrDsn | 2014-01-01 | 2014-12-31 | Constant | Hr 1: 0
SecondarySchool_Kitchen_EQUIP_2010_SPEED | Equipment |  | SmrDsn | 2014-01-01 | 2014-12-31 | Constant | bar: Hr 1
SecondarySchool_Kitchen_EQUIP_2010_SPEED | Equipment |  | Sun | 2014-01-01 | 2014-06-30 | Constant | Hr 1: 0.1
SecondarySchool_Kitchen_EQUIP_2010_SPEED | Equipment |  | Sun | 2014-07-01 | 2014-09-01 | Constant | Hr 1: 0.1
SecondarySchool_Kitchen_EQUIP_2010_SPEED | Equipment |  | Sun | 2014-09-01 | 2014-12-31 | Constant | Hr 1: 0.1
SecondarySchool_Kitchen_EQUIP_2010_SPEED | Equipment |  | Sat | 2014-01-01 | 2014-06-30 | Constant | Hr 1: 0.1
SecondarySchool_Kitchen_EQUIP_2010_SPEED | Equipment |  | Sat | 2014-07-01 | 2014-09-01 | Constant | Hr 1: 0.1
SecondarySchool_Kitchen_EQUIP_2010_SPEED | Equipment |  | Sat | 2014-09-01 | 2014-12-31 | Constant | Hr 1: 0.1
SecondarySchool_Kitchen_EQUIP_2010_SPEED | Equipment |  | Wkdy ¦ Default | 2014-01-01 | 2014-06-30 | Hourly | 0.1 | 0.1 | 0.1 | 0.1 | 0.1 | 0.1 | 0.1 | 0.1 | 0.15 | 0.15 | 0.25 | 0.25 | 0.25 | 0.15 | 0.15 | 0.1 | 0.1 | 0.1 | 0.1 | 0.1 | 0.1 | 0.1 | 0.1 | 0.1
SecondarySchool_Kitchen_EQUIP_2010_SPEED | Equipment |  | Wkdy ¦ Default | 2014-07-01 | 2014-09-01 | Hourly | 0.1 | 0.1 | 0.1 | 0.1 | 0.1 | 0.1 | 0.1 | 0.1 | 0.15 | 0.15 | 0.25 | 0.25 | 0.25 | 0.15 | 0.15 | 0.1 | 0.1 | 0.1 | 0.1 | 0.1 | 0.1 | 0.1 | 0.1 | 0.1
SecondarySchool_Kitchen_EQUIP_2010_SPEED | Equipment |  | Wkdy ¦ Default | 2014-09-01 | 2014-12-31 | Hourly | 0.1 | 0.1 | 0.1 | 0.1 | 0.1 | 0.1 | 0.1 | 0.1 | 0.15 | 0.15 | 0.25 | 0.25 | 0.25 | 0.15 | 0.15 | 0.1 | 0.1 | 0.1 | 0.1 | 0.1 | 0.1 | 0.1 | 0.1 | 0.1
SecondarySchool_Kitchen_LIGHT_2013_SPEED | Lighting |  | WntrDsn | 2014-01-01 | 2014-12-31 | Constant | Hr 1: 0
SecondarySchool_Kitchen_LIGHT_2013_SPEED | Lighting |  | SmrDsn | 2014-01-01 | 2014-12-31 | Constant | bar: Hr 1
SecondarySchool_Kitchen_LIGHT_2013_SPEED | Lighting |  | Sun | 2014-01-01 | 2014-06-30 | Constant | Hr 1: 0.1773
SecondarySchool_Kitchen_LIGHT_2013_SPEED | Lighting |  | Sun | 2014-07-01 | 2014-09-01 | Constant | Hr 1: 0.1773
SecondarySchool_Kitchen_LIGHT_2013_SPEED | Lighting |  | Sun | 2014-09-01 | 2014-12-31 | Constant | Hr 1: 0.1773
SecondarySchool_Kitchen_LIGHT_2013_SPEED | Lighting |  | Sat | 2014-01-01 | 2014-06-30 | Constant | Hr 1: 0.1773
SecondarySchool_Kitchen_LIGHT_2013_SPEED | Lighting |  | Sat | 2014-07-01 | 2014-09-01 | Constant | Hr 1: 0.1773
SecondarySchool_Kitchen_LIGHT_2013_SPEED | Lighting |  | Sat | 2014-09-01 | 2014-12-31 | Constant | Hr 1: 0.1773
SecondarySchool_Kitchen_LIGHT_2013_SPEED | Lighting |  | Wkdy ¦ Default | 2014-01-01 | 2014-06-30 | Hourly | 0.1773 | 0.1773 | 0.1773 | 0.1773 | 0.1773 | 0.1773 | 0.1773 | 0.9 | 0.9 | 0.9 | 0.9 | 0.9 | 0.9 | 0.9 | 0.9 | 0.9 | 0.9 | 0.9 | 0.9 | 0.9 | 0.9 | 0.1773 | 0.1773 | 0.1773
SecondarySchool_Kitchen_LIGHT_2013_SPEED | Lighting |  | Wkdy ¦ Default | 2014-07-01 | 2014-09-01 | Hourly | 0.1773 | 0.1773 | 0.1773 | 0.1773 | 0.1773 | 0.1773 | 0.1773 | 0.1773 | 0.5 | 0.5 | 0.5 | 0.5 | 0.5 | 0.5 | 0.5 | 0.5 | 0.5 | 0.5 | 0.5 | 0.5 | 0.1773 | 0.1773 | 0.1773 | 0.1773
SecondarySchool_Kitchen_LIGHT_2013_SPEED | Lighting |  | Wkdy ¦ Default | 2014-09-01 | 2014-12-31 | Hourly | 0.1773 | 0.1773 | 0.1773 | 0.1773 | 0.1773 | 0.1773 | 0.1773 | 0.9 | 0.9 | 0.9 | 0.9 | 0.9 | 0.9 | 0.9 | 0.9 | 0.9 | 0.9 | 0.9 | 0.9 | 0.9 | 0.9 | 0.1773 | 0.1773 | 0.1773
SecondarySchool_Kitchen_EQUIP_2013_SPEED | Equipment |  | WntrDsn | 2014-01-01 | 2014-12-31 | Constant | Hr 1: 0
SecondarySchool_Kitchen_EQUIP_2013_SPEED | Equipment |  | SmrDsn | 2014-01-01 | 2014-12-31 | Constant | bar: Hr 1
SecondarySchool_Kitchen_EQUIP_2013_SPEED | Equipment |  | Sun | 2014-01-01 | 2014-06-30 | Constant | Hr 1: 0.1
SecondarySchool_Kitchen_EQUIP_2013_SPEED | Equipment |  | Sun | 2014-07-01 | 2014-09-01 | Constant | Hr 1: 0.1
SecondarySchool_Kitchen_EQUIP_2013_SPEED | Equipment |  | Sun | 2014-09-01 | 2014-12-31 | Constant | Hr 1: 0.1
SecondarySchool_Kitchen_EQUIP_2013_SPEED | Equipment |  | Sat | 2014-01-01 | 2014-06-30 | Constant | Hr 1: 0.1
SecondarySchool_Kitchen_EQUIP_2013_SPEED | Equipment |  | Sat | 2014-07-01 | 2014-09-01 | Constant | Hr 1: 0.1
SecondarySchool_Kitchen_EQUIP_2013_SPEED | Equipment |  | Sat | 2014-09-01 | 2014-12-31 | Constant | Hr 1: 0.1
SecondarySchool_Kitchen_EQUIP_2013_SPEED | Equipment |  | Wkdy ¦ Default | 2014-01-01 | 2014-06-30 | Hourly | 0.1 | 0.1 | 0.1 | 0.1 | 0.1 | 0.1 | 0.1 | 0.1 | 0.15 | 0.15 | 0.25 | 0.25 | 0.25 | 0.15 | 0.15 | 0.1 | 0.1 | 0.1 | 0.1 | 0.1 | 0.1 | 0.1 | 0.1 | 0.1
SecondarySchool_Kitchen_EQUIP_2013_SPEED | Equipment |  | Wkdy ¦ Default | 2014-07-01 | 2014-09-01 | Hourly | 0.1 | 0.1 | 0.1 | 0.1 | 0.1 | 0.1 | 0.1 | 0.1 | 0.15 | 0.15 | 0.25 | 0.25 | 0.25 | 0.15 | 0.15 | 0.1 | 0.1 | 0.1 | 0.1 | 0.1 | 0.1 | 0.1 | 0.1 | 0.1
SecondarySchool_Kitchen_EQUIP_2013_SPEED | Equipment |  | Wkdy ¦ Default | 2014-09-01 | 2014-12-31 | Hourly | 0.1 | 0.1 | 0.1 | 0.1 | 0.1 | 0.1 | 0.1 | 0.1 | 0.15 | 0.15 | 0.25 | 0.25 | 0.25 | 0.15 | 0.15 | 0.1 | 0.1 | 0.1 | 0.1 | 0.1 | 0.1 | 0.1 | 0.1 | 0.1
SecondarySchool_Kitchen_INFIL_SPEED | Infiltration |  | WntrDsn | 2014-01-01 | 2014-12-31 | Constant | bar: Hr 1
SecondarySchool_Kitchen_INFIL_SPEED | Infiltration |  | SmrDsn | 2014-01-01 | 2014-12-31 | Constant | bar: Hr 1
SecondarySchool_Kitchen_INFIL_SPEED | Infiltration |  | Sun | 2014-01-01 | 2014-12-31 | Constant | bar: Hr 1
SecondarySchool_Kitchen_INFIL_SPEED | Infiltration |  | Sat | 2014-01-01 | 2014-12-31 | Constant | bar: Hr 1
SecondarySchool_Kitchen_INFIL_SPEED | Infiltration |  | Wkdy ¦ Default | 2014-01-01 | 2014-06-15 | Hourly | 1 | 1 | 1 | 1 | 1 | 1 | 1 | 1 | 0.5 | 0.5 | 0.5 | 0.5 | 0.5 | 0.5 | 0.5 | 0.5 | 0.5 | 0.5 | 0.5 | 0.5 | 0.5 | 1 | 1 | 1
SecondarySchool_Kitchen_INFIL_SPEED | Infiltration |  | Wkdy ¦ Default | 2014-06-16 | 2014-09-15 | Hourly | 1 | 1 | 1 | 1 | 1 | 1 | 1 | 1 | 0.5 | 0.5 | 0.5 | 0.5 | 0.5 | 0.5 | 0.5 | 0.5 | 0.5 | 0.5 | 0.5 | 0.5 | 0.5 | 1 | 1 | 1
SecondarySchool_Kitchen_INFIL_SPEED | Infiltration |  | Wkdy ¦ Default | 2014-09-16 | 2014-12-31 | Hourly | 1 | 1 | 1 | 1 | 1 | 1 | 1 | 1 | 0.5 | 0.5 | 0.5 | 0.5 | 0.5 | 0.5 | 0.5 | 0.5 | 0.5 | 0.5 | 0.5 | 0.5 | 0.5 | 1 | 1 | 1
SecondarySchool_Kitchen_ACTIVITY_SPEED | Activity | W | WntrDsn | 2014-01-01 | 2014-12-31 | Constant | Hr 1: 120
SecondarySchool_Kitchen_ACTIVITY_SPEED | Activity | W | SmrDsn | 2014-01-01 | 2014-12-31 | Constant | Hr 1: 120
SecondarySchool_Kitchen_ACTIVITY_SPEED | Activity | W | Sun | 2014-01-01 | 2014-12-31 | Constant | Hr 1: 120
SecondarySchool_Kitchen_ACTIVITY_SPEED | Activity | W | Sat | 2014-01-01 | 2014-12-31 | Constant | Hr 1: 120
SecondarySchool_Kitchen_ACTIVITY_SPEED | Activity | W | Wkdy ¦ Default | 2014-01-01 | 2014-12-31 | Constant | Hr 1: 120
SecondarySchool_Kitchen_OA_SPEED | OA Air |  | WntrDsn | 2014-01-01 | 2014-12-31 | Constant | bar: Hr 1
SecondarySchool_Kitchen_OA_SPEED | OA Air |  | SmrDsn | 2014-01-01 | 2014-12-31 | Constant | bar: Hr 1
SecondarySchool_Kitchen_OA_SPEED | OA Air |  | Sun | 2014-01-01 | 2014-12-31 | Constant | Hr 1: 0
SecondarySchool_Kitchen_OA_SPEED | OA Air |  | Sat | 2014-01-01 | 2014-12-31 | Constant | Hr 1: 0
SecondarySchool_Kitchen_OA_SPEED | OA Air |  | Wkdy ¦ Default | 2014-01-01 | 2014-06-15 | Hourly | 0 | 0 | 0 | 0 | 0 | 0 | 0 | 0 | 1 | 1 | 1 | 1 | 1 | 1 | 1 | 1 | 1 | 1 | 1 | 1 | 1 | 0 | 0 | 0
SecondarySchool_Kitchen_OA_SPEED | OA Air |  | Wkdy ¦ Default | 2014-06-16 | 2014-09-15 | Hourly | 0 | 0 | 0 | 0 | 0 | 0 | 0 | 0 | 1 | 1 | 1 | 1 | 1 | 1 | 1 | 1 | 1 | 1 | 1 | 1 | 1 | 0 | 0 | 0
SecondarySchool_Kitchen_OA_SPEED | OA Air |  | Wkdy ¦ Default | 2014-09-16 | 2014-12-31 | Hourly | 0 | 0 | 0 | 0 | 0 | 0 | 0 | 0 | 1 | 1 | 1 | 1 | 1 | 1 | 1 | 1 | 1 | 1 | 1 | 1 | 1 | 0 | 0 | 0
SecondarySchool_Cafeteria_CLGSETP_SPEED | Thermostat Setpoint | C | WntrDsn | 2014-01-01 | 2014-12-31 | Constant | Hr 1: 23.9
SecondarySchool_Cafeteria_CLGSETP_SPEED | Thermostat Setpoint | C | SmrDsn | 2014-01-01 | 2014-12-31 | Constant | Hr 1: 23.9
SecondarySchool_Cafeteria_CLGSETP_SPEED | Thermostat Setpoint | C | Sun | 2014-01-01 | 2014-12-31 | Constant | Hr 1: 25.6
SecondarySchool_Cafeteria_CLGSETP_SPEED | Thermostat Setpoint | C | Sat | 2014-01-01 | 2014-12-31 | Constant | Hr 1: 25.6
SecondarySchool_Cafeteria_CLGSETP_SPEED | Thermostat Setpoint | C | Wkdy ¦ Default | 2014-01-01 | 2014-06-15 | Hourly | 25.6 | 25.6 | 25.6 | 25.6 | 25.6 | 25.6 | 25.6 | 25.6 | 25.6 | 23.9 | 23.9 | 23.9 | 23.9 | 23.9 | 23.9 | 23.9 | 23.9 | 23.9 | 23.9 | 23.9 | 25.6 | 25.6 | 25.6 | 25.6
SecondarySchool_Cafeteria_CLGSETP_SPEED | Thermostat Setpoint | C | Wkdy ¦ Default | 2014-06-16 | 2014-09-15 | Hourly | 25.6 | 25.6 | 25.6 | 25.6 | 25.6 | 25.6 | 25.6 | 25.6 | 25.6 | 23.9 | 23.9 | 23.9 | 23.9 | 23.9 | 23.9 | 23.9 | 23.9 | 23.9 | 23.9 | 23.9 | 25.6 | 25.6 | 25.6 | 25.6
SecondarySchool_Cafeteria_CLGSETP_SPEED | Thermostat Setpoint | C | Wkdy ¦ Default | 2014-09-16 | 2014-12-31 | Hourly | 25.6 | 25.6 | 25.6 | 25.6 | 25.6 | 25.6 | 25.6 | 25.6 | 25.6 | 23.9 | 23.9 | 23.9 | 23.9 | 23.9 | 23.9 | 23.9 | 23.9 | 23.9 | 23.9 | 23.9 | 25.6 | 25.6 | 25.6 | 25.6
SecondarySchool_Cafeteria_HTGSETP_SPEED | Thermostat Setpoint | C | WntrDsn | 2014-01-01 | 2014-12-31 | Constant | Hr 1: 21.1
SecondarySchool_Cafeteria_HTGSETP_SPEED | Thermostat Setpoint | C | SmrDsn | 2014-01-01 | 2014-12-31 | Constant | Hr 1: 21.1
SecondarySchool_Cafeteria_HTGSETP_SPEED | Thermostat Setpoint | C | Sun | 2014-01-01 | 2014-12-31 | Constant | Hr 1: 19.4
SecondarySchool_Cafeteria_HTGSETP_SPEED | Thermostat Setpoint | C | Sat | 2014-01-01 | 2014-12-31 | Constant | Hr 1: 19.4
SecondarySchool_Cafeteria_HTGSETP_SPEED | Thermostat Setpoint | C | Wkdy ¦ Default | 2014-01-01 | 2014-06-15 | Hourly | 19.4 | 19.4 | 19.4 | 19.4 | 19.4 | 19.4 | 19.4 | 19.4 | 19.4 | 21.1 | 21.1 | 21.1 | 21.1 | 21.1 | 21.1 | 21.1 | 21.1 | 21.1 | 21.1 | 21.1 | 19.4 | 19.4 | 19.4 | 19.4
SecondarySchool_Cafeteria_HTGSETP_SPEED | Thermostat Setpoint | C | Wkdy ¦ Default | 2014-06-16 | 2014-09-15 | Hourly | 19.4 | 19.4 | 19.4 | 19.4 | 19.4 | 19.4 | 19.4 | 19.4 | 19.4 | 21.1 | 21.1 | 21.1 | 21.1 | 21.1 | 21.1 | 21.1 | 21.1 | 21.1 | 21.1 | 21.1 | 19.4 | 19.4 | 19.4 | 19.4
SecondarySchool_Cafeteria_HTGSETP_SPEED | Thermostat Setpoint | C | Wkdy ¦ Default | 2014-09-16 | 2014-12-31 | Hourly | 19.4 | 19.4 | 19.4 | 19.4 | 19.4 | 19.4 | 19.4 | 19.4 | 19.4 | 21.1 | 21.1 | 21.1 | 21.1 | 21.1 | 21.1 | 21.1 | 21.1 | 21.1 | 21.1 | 21.1 | 19.4 | 19.4 | 19.4 | 19.4
SecondarySchool_Cafeteria_OCC_SPEED | Occupancy |  | WntrDsn | 2014-01-01 | 2014-12-31 | Constant | Hr 1: 0
SecondarySchool_Cafeteria_OCC_SPEED | Occupancy |  | SmrDsn | 2014-01-01 | 2014-12-31 | Constant | bar: Hr 1
SecondarySchool_Cafeteria_OCC_SPEED | Occupancy |  | Sun | 2014-01-01 | 2014-12-31 | Constant | Hr 1: 0
SecondarySchool_Cafeteria_OCC_SPEED | Occupancy |  | Sat | 2014-01-01 | 2014-12-31 | Constant | Hr 1: 0
SecondarySchool_Cafeteria_OCC_SPEED | Occupancy |  | Wkdy ¦ Default | 2014-01-01 | 2014-06-30 | Hourly | 0 | 0 | 0 | 0 | 0 | 0 | 0 | 0 | 0 | 0.95 | 0.95 | 0.95 | 0.95 | 0.95 | 0.95 | 0.35 | 0.35 | 0.35 | 0.35 | 0.35 | 0 | 0 | 0 | 0
SecondarySchool_Cafeteria_OCC_SPEED | Occupancy |  | Wkdy ¦ Default | 2014-07-01 | 2014-09-01 | Hourly | 0 | 0 | 0 | 0 | 0 | 0 | 0 | 0 | 0 | 0.15 | 0.15 | 0.15 | 0.15 | 0.15 | 0.15 | 0.15 | 0.15 | 0.35 | 0.35 | 0 | 0 | 0 | 0 | 0
SecondarySchool_Cafeteria_OCC_SPEED | Occupancy |  | Wkdy ¦ Default | 2014-09-01 | 2014-12-31 | Hourly | 0 | 0 | 0 | 0 | 0 | 0 | 0 | 0 | 0 | 0.95 | 0.95 | 0.95 | 0.95 | 0.95 | 0.95 | 0.35 | 0.35 | 0.35 | 0.35 | 0.35 | 0 | 0 | 0 | 0
SecondarySchool_Cafeteria_LIGHT_2007_SPEED | Lighting |  | WntrDsn | 2014-01-01 | 2014-12-31 | Constant | Hr 1: 0
SecondarySchool_Cafeteria_LIGHT_2007_SPEED | Lighting |  | SmrDsn | 2014-01-01 | 2014-12-31 | Constant | bar: Hr 1
SecondarySchool_Cafeteria_LIGHT_2007_SPEED | Lighting |  | Sun | 2014-01-01 | 2014-06-30 | Constant | Hr 1: 0.1773
SecondarySchool_Cafeteria_LIGHT_2007_SPEED | Lighting |  | Sun | 2014-07-01 | 2014-09-01 | Constant | Hr 1: 0.1773
SecondarySchool_Cafeteria_LIGHT_2007_SPEED | Lighting |  | Sun | 2014-09-01 | 2014-12-31 | Constant | Hr 1: 0.1773
SecondarySchool_Cafeteria_LIGHT_2007_SPEED | Lighting |  | Sat | 2014-01-01 | 2014-06-30 | Constant | Hr 1: 0.1773
SecondarySchool_Cafeteria_LIGHT_2007_SPEED | Lighting |  | Sat | 2014-07-01 | 2014-09-01 | Constant | Hr 1: 0.1773
SecondarySchool_Cafeteria_LIGHT_2007_SPEED | Lighting |  | Sat | 2014-09-01 | 2014-12-31 | Constant | Hr 1: 0.1773
SecondarySchool_Cafeteria_LIGHT_2007_SPEED | Lighting |  | Wkdy ¦ Default | 2014-01-01 | 2014-06-30 | Hourly | 0.1773 | 0.1773 | 0.1773 | 0.1773 | 0.1773 | 0.1773 | 0.1773 | 0.9 | 0.9 | 0.9 | 0.9 | 0.9 | 0.9 | 0.9 | 0.9 | 0.9 | 0.9 | 0.9 | 0.9 | 0.9 | 0.9 | 0.1773 | 0.1773 | 0.1773
SecondarySchool_Cafeteria_LIGHT_2007_SPEED | Lighting |  | Wkdy ¦ Default | 2014-07-01 | 2014-09-01 | Hourly | 0.1773 | 0.1773 | 0.1773 | 0.1773 | 0.1773 | 0.1773 | 0.1773 | 0.1773 | 0.5 | 0.5 | 0.5 | 0.5 | 0.5 | 0.5 | 0.5 | 0.5 | 0.5 | 0.5 | 0.5 | 0.5 | 0.1773 | 0.1773 | 0.1773 | 0.1773
SecondarySchool_Cafeteria_LIGHT_2007_SPEED | Lighting |  | Wkdy ¦ Default | 2014-09-01 | 2014-12-31 | Hourly | 0.1773 | 0.1773 | 0.1773 | 0.1773 | 0.1773 | 0.1773 | 0.1773 | 0.9 | 0.9 | 0.9 | 0.9 | 0.9 | 0.9 | 0.9 | 0.9 | 0.9 | 0.9 | 0.9 | 0.9 | 0.9 | 0.9 | 0.1773 | 0.1773 | 0.1773
SecondarySchool_Cafeteria_EQUIP_2007_SPEED | Equipment |  | WntrDsn | 2014-01-01 | 2014-12-31 | Constant | Hr 1: 0
SecondarySchool_Cafeteria_EQUIP_2007_SPEED | Equipment |  | SmrDsn | 2014-01-01 | 2014-12-31 | Constant | bar: Hr 1
SecondarySchool_Cafeteria_EQUIP_2007_SPEED | Equipment |  | Sun | 2014-01-01 | 2014-06-30 | Constant | Hr 1: 0.1
SecondarySchool_Cafeteria_EQUIP_2007_SPEED | Equipment |  | Sun | 2014-07-01 | 2014-09-01 | Constant | Hr 1: 0.1
SecondarySchool_Cafeteria_EQUIP_2007_SPEED | Equipment |  | Sun | 2014-09-01 | 2014-12-31 | Constant | Hr 1: 0.1
SecondarySchool_Cafeteria_EQUIP_2007_SPEED | Equipment |  | Sat | 2014-01-01 | 2014-06-30 | Constant | Hr 1: 0.1
SecondarySchool_Cafeteria_EQUIP_2007_SPEED | Equipment |  | Sat | 2014-07-01 | 2014-09-01 | Constant | Hr 1: 0.1
SecondarySchool_Cafeteria_EQUIP_2007_SPEED | Equipment |  | Sat | 2014-09-01 | 2014-12-31 | Constant | Hr 1: 0.1
SecondarySchool_Cafeteria_EQUIP_2007_SPEED | Equipment |  | Wkdy ¦ Default | 2014-01-01 | 2014-06-30 | Hourly | 0.1 | 0.1 | 0.1 | 0.1 | 0.1 | 0.1 | 0.1 | 0.1 | 0.15 | 0.15 | 0.25 | 0.25 | 0.25 | 0.15 | 0.15 | 0.1 | 0.1 | 0.1 | 0.1 | 0.1 | 0.1 | 0.1 | 0.1 | 0.1
SecondarySchool_Cafeteria_EQUIP_2007_SPEED | Equipment |  | Wkdy ¦ Default | 2014-07-01 | 2014-09-01 | Hourly | 0.1 | 0.1 | 0.1 | 0.1 | 0.1 | 0.1 | 0.1 | 0.1 | 0.15 | 0.15 | 0.25 | 0.25 | 0.25 | 0.15 | 0.15 | 0.1 | 0.1 | 0.1 | 0.1 | 0.1 | 0.1 | 0.1 | 0.1 | 0.1
SecondarySchool_Cafeteria_EQUIP_2007_SPEED | Equipment |  | Wkdy ¦ Default | 2014-09-01 | 2014-12-31 | Hourly | 0.1 | 0.1 | 0.1 | 0.1 | 0.1 | 0.1 | 0.1 | 0.1 | 0.15 | 0.15 | 0.25 | 0.25 | 0.25 | 0.15 | 0.15 | 0.1 | 0.1 | 0.1 | 0.1 | 0.1 | 0.1 | 0.1 | 0.1 | 0.1
SecondarySchool_Cafeteria_LIGHT_2010_SPEED | Lighting |  | WntrDsn | 2014-01-01 | 2014-12-31 | Constant | Hr 1: 0
SecondarySchool_Cafeteria_LIGHT_2010_SPEED | Lighting |  | SmrDsn | 2014-01-01 | 2014-12-31 | Constant | bar: Hr 1
SecondarySchool_Cafeteria_LIGHT_2010_SPEED | Lighting |  | Sun | 2014-01-01 | 2014-06-30 | Constant | Hr 1: 0.1773
SecondarySchool_Cafeteria_LIGHT_2010_SPEED | Lighting |  | Sun | 2014-07-01 | 2014-09-01 | Constant | Hr 1: 0.1773
SecondarySchool_Cafeteria_LIGHT_2010_SPEED | Lighting |  | Sun | 2014-09-01 | 2014-12-31 | Constant | Hr 1: 0.1773
SecondarySchool_Cafeteria_LIGHT_2010_SPEED | Lighting |  | Sat | 2014-01-01 | 2014-06-30 | Constant | Hr 1: 0.1773
SecondarySchool_Cafeteria_LIGHT_2010_SPEED | Lighting |  | Sat | 2014-07-01 | 2014-09-01 | Constant | Hr 1: 0.1773
SecondarySchool_Cafeteria_LIGHT_2010_SPEED | Lighting |  | Sat | 2014-09-01 | 2014-12-31 | Constant | Hr 1: 0.1773
SecondarySchool_Cafeteria_LIGHT_2010_SPEED | Lighting |  | Wkdy ¦ Default | 2014-01-01 | 2014-06-30 | Hourly | 0.1773 | 0.1773 | 0.1773 | 0.1773 | 0.1773 | 0.1773 | 0.1773 | 0.9 | 0.9 | 0.9 | 0.9 | 0.9 | 0.9 | 0.9 | 0.9 | 0.9 | 0.9 | 0.9 | 0.9 | 0.9 | 0.9 | 0.1773 | 0.1773 | 0.1773
SecondarySchool_Cafeteria_LIGHT_2010_SPEED | Lighting |  | Wkdy ¦ Default | 2014-07-01 | 2014-09-01 | Hourly | 0.1773 | 0.1773 | 0.1773 | 0.1773 | 0.1773 | 0.1773 | 0.1773 | 0.1773 | 0.5 | 0.5 | 0.5 | 0.5 | 0.5 | 0.5 | 0.5 | 0.5 | 0.5 | 0.5 | 0.5 | 0.5 | 0.1773 | 0.1773 | 0.1773 | 0.1773
SecondarySchool_Cafeteria_LIGHT_2010_SPEED | Lighting |  | Wkdy ¦ Default | 2014-09-01 | 2014-12-31 | Hourly | 0.1773 | 0.1773 | 0.1773 | 0.1773 | 0.1773 | 0.1773 | 0.1773 | 0.9 | 0.9 | 0.9 | 0.9 | 0.9 | 0.9 | 0.9 | 0.9 | 0.9 | 0.9 | 0.9 | 0.9 | 0.9 | 0.9 | 0.1773 | 0.1773 | 0.1773
SecondarySchool_Cafeteria_EQUIP_2010_SPEED | Equipment |  | WntrDsn | 2014-01-01 | 2014-12-31 | Constant | Hr 1: 0
SecondarySchool_Cafeteria_EQUIP_2010_SPEED | Equipment |  | SmrDsn | 2014-01-01 | 2014-12-31 | Constant | bar: Hr 1
SecondarySchool_Cafeteria_EQUIP_2010_SPEED | Equipment |  | Sun | 2014-01-01 | 2014-06-30 | Constant | Hr 1: 0.1
SecondarySchool_Cafeteria_EQUIP_2010_SPEED | Equipment |  | Sun | 2014-07-01 | 2014-09-01 | Constant | Hr 1: 0.1
SecondarySchool_Cafeteria_EQUIP_2010_SPEED | Equipment |  | Sun | 2014-09-01 | 2014-12-31 | Constant | Hr 1: 0.1
SecondarySchool_Cafeteria_EQUIP_2010_SPEED | Equipment |  | Sat | 2014-01-01 | 2014-06-30 | Constant | Hr 1: 0.1
SecondarySchool_Cafeteria_EQUIP_2010_SPEED | Equipment |  | Sat | 2014-07-01 | 2014-09-01 | Constant | Hr 1: 0.1
SecondarySchool_Cafeteria_EQUIP_2010_SPEED | Equipment |  | Sat | 2014-09-01 | 2014-12-31 | Constant | Hr 1: 0.1
SecondarySchool_Cafeteria_EQUIP_2010_SPEED | Equipment |  | Wkdy ¦ Default | 2014-01-01 | 2014-06-30 | Hourly | 0.1 | 0.1 | 0.1 | 0.1 | 0.1 | 0.1 | 0.1 | 0.1 | 0.15 | 0.15 | 0.25 | 0.25 | 0.25 | 0.15 | 0.15 | 0.1 | 0.1 | 0.1 | 0.1 | 0.1 | 0.1 | 0.1 | 0.1 | 0.1
SecondarySchool_Cafeteria_EQUIP_2010_SPEED | Equipment |  | Wkdy ¦ Default | 2014-07-01 | 2014-09-01 | Hourly | 0.1 | 0.1 | 0.1 | 0.1 | 0.1 | 0.1 | 0.1 | 0.1 | 0.15 | 0.15 | 0.25 | 0.25 | 0.25 | 0.15 | 0.15 | 0.1 | 0.1 | 0.1 | 0.1 | 0.1 | 0.1 | 0.1 | 0.1 | 0.1
SecondarySchool_Cafeteria_EQUIP_2010_SPEED | Equipment |  | Wkdy ¦ Default | 2014-09-01 | 2014-12-31 | Hourly | 0.1 | 0.1 | 0.1 | 0.1 | 0.1 | 0.1 | 0.1 | 0.1 | 0.15 | 0.15 | 0.25 | 0.25 | 0.25 | 0.15 | 0.15 | 0.1 | 0.1 | 0.1 | 0.1 | 0.1 | 0.1 | 0.1 | 0.1 | 0.1
SecondarySchool_Cafeteria_LIGHT_2013_SPEED | Lighting |  | WntrDsn | 2014-01-01 | 2014-12-31 | Constant | Hr 1: 0
SecondarySchool_Cafeteria_LIGHT_2013_SPEED | Lighting |  | SmrDsn | 2014-01-01 | 2014-12-31 | Constant | bar: Hr 1
SecondarySchool_Cafeteria_LIGHT_2013_SPEED | Lighting |  | Sun | 2014-01-01 | 2014-06-30 | Constant | Hr 1: 0.1773
SecondarySchool_Cafeteria_LIGHT_2013_SPEED | Lighting |  | Sun | 2014-07-01 | 2014-09-01 | Constant | Hr 1: 0.1773
SecondarySchool_Cafeteria_LIGHT_2013_SPEED | Lighting |  | Sun | 2014-09-01 | 2014-12-31 | Constant | Hr 1: 0.1773
SecondarySchool_Cafeteria_LIGHT_2013_SPEED | Lighting |  | Sat | 2014-01-01 | 2014-06-30 | Constant | Hr 1: 0.1773
SecondarySchool_Cafeteria_LIGHT_2013_SPEED | Lighting |  | Sat | 2014-07-01 | 2014-09-01 | Constant | Hr 1: 0.1773
SecondarySchool_Cafeteria_LIGHT_2013_SPEED | Lighting |  | Sat | 2014-09-01 | 2014-12-31 | Constant | Hr 1: 0.1773
SecondarySchool_Cafeteria_LIGHT_2013_SPEED | Lighting |  | Wkdy ¦ Default | 2014-01-01 | 2014-06-30 | Hourly | 0.1773 | 0.1773 | 0.1773 | 0.1773 | 0.1773 | 0.1773 | 0.1773 | 0.9 | 0.9 | 0.9 | 0.9 | 0.9 | 0.9 | 0.9 | 0.9 | 0.9 | 0.9 | 0.9 | 0.9 | 0.9 | 0.9 | 0.1773 | 0.1773 | 0.1773
SecondarySchool_Cafeteria_LIGHT_2013_SPEED | Lighting |  | Wkdy ¦ Default | 2014-07-01 | 2014-09-01 | Hourly | 0.1773 | 0.1773 | 0.1773 | 0.1773 | 0.1773 | 0.1773 | 0.1773 | 0.1773 | 0.5 | 0.5 | 0.5 | 0.5 | 0.5 | 0.5 | 0.5 | 0.5 | 0.5 | 0.5 | 0.5 | 0.5 | 0.1773 | 0.1773 | 0.1773 | 0.1773
SecondarySchool_Cafeteria_LIGHT_2013_SPEED | Lighting |  | Wkdy ¦ Default | 2014-09-01 | 2014-12-31 | Hourly | 0.1773 | 0.1773 | 0.1773 | 0.1773 | 0.1773 | 0.1773 | 0.1773 | 0.9 | 0.9 | 0.9 | 0.9 | 0.9 | 0.9 | 0.9 | 0.9 | 0.9 | 0.9 | 0.9 | 0.9 | 0.9 | 0.9 | 0.1773 | 0.1773 | 0.1773
SecondarySchool_Cafeteria_EQUIP_2013_SPEED | Equipment |  | WntrDsn | 2014-01-01 | 2014-12-31 | Constant | Hr 1: 0
SecondarySchool_Cafeteria_EQUIP_2013_SPEED | Equipment |  | SmrDsn | 2014-01-01 | 2014-12-31 | Constant | bar: Hr 1
SecondarySchool_Cafeteria_EQUIP_2013_SPEED | Equipment |  | Sun | 2014-01-01 | 2014-06-30 | Constant | Hr 1: 0.1
SecondarySchool_Cafeteria_EQUIP_2013_SPEED | Equipment |  | Sun | 2014-07-01 | 2014-09-01 | Constant | Hr 1: 0.1
SecondarySchool_Cafeteria_EQUIP_2013_SPEED | Equipment |  | Sun | 2014-09-01 | 2014-12-31 | Constant | Hr 1: 0.1
SecondarySchool_Cafeteria_EQUIP_2013_SPEED | Equipment |  | Sat | 2014-01-01 | 2014-06-30 | Constant | Hr 1: 0.1
SecondarySchool_Cafeteria_EQUIP_2013_SPEED | Equipment |  | Sat | 2014-07-01 | 2014-09-01 | Constant | Hr 1: 0.1
SecondarySchool_Cafeteria_EQUIP_2013_SPEED | Equipment |  | Sat | 2014-09-01 | 2014-12-31 | Constant | Hr 1: 0.1
SecondarySchool_Cafeteria_EQUIP_2013_SPEED | Equipment |  | Wkdy ¦ Default | 2014-01-01 | 2014-06-30 | Hourly | 0.1 | 0.1 | 0.1 | 0.1 | 0.1 | 0.1 | 0.1 | 0.1 | 0.15 | 0.15 | 0.25 | 0.25 | 0.25 | 0.15 | 0.15 | 0.1 | 0.1 | 0.1 | 0.1 | 0.1 | 0.1 | 0.1 | 0.1 | 0.1
SecondarySchool_Cafeteria_EQUIP_2013_SPEED | Equipment |  | Wkdy ¦ Default | 2014-07-01 | 2014-09-01 | Hourly | 0.1 | 0.1 | 0.1 | 0.1 | 0.1 | 0.1 | 0.1 | 0.1 | 0.15 | 0.15 | 0.25 | 0.25 | 0.25 | 0.15 | 0.15 | 0.1 | 0.1 | 0.1 | 0.1 | 0.1 | 0.1 | 0.1 | 0.1 | 0.1
SecondarySchool_Cafeteria_EQUIP_2013_SPEED | Equipment |  | Wkdy ¦ Default | 2014-09-01 | 2014-12-31 | Hourly | 0.1 | 0.1 | 0.1 | 0.1 | 0.1 | 0.1 | 0.1 | 0.1 | 0.15 | 0.15 | 0.25 | 0.25 | 0.25 | 0.15 | 0.15 | 0.1 | 0.1 | 0.1 | 0.1 | 0.1 | 0.1 | 0.1 | 0.1 | 0.1
SecondarySchool_Cafeteria_INFIL_SPEED | Infiltration |  | WntrDsn | 2014-01-01 | 2014-12-31 | Constant | bar: Hr 1
SecondarySchool_Cafeteria_INFIL_SPEED | Infiltration |  | SmrDsn | 2014-01-01 | 2014-12-31 | Constant | bar: Hr 1
SecondarySchool_Cafeteria_INFIL_SPEED | Infiltration |  | Sun | 2014-01-01 | 2014-12-31 | Constant | bar: Hr 1
SecondarySchool_Cafeteria_INFIL_SPEED | Infiltration |  | Sat | 2014-01-01 | 2014-12-31 | Constant | bar: Hr 1
SecondarySchool_Cafeteria_INFIL_SPEED | Infiltration |  | Wkdy ¦ Default | 2014-01-01 | 2014-06-15 | Hourly | 1 | 1 | 1 | 1 | 1 | 1 | 1 | 1 | 1 | 0.5 | 0.5 | 0.5 | 0.5 | 0.5 | 0.5 | 0.5 | 0.5 | 0.5 | 0.5 | 0.5 | 1 | 1 | 1 | 1
SecondarySchool_Cafeteria_INFIL_SPEED | Infiltration |  | Wkdy ¦ Default | 2014-06-16 | 2014-09-15 | Hourly | 1 | 1 | 1 | 1 | 1 | 1 | 1 | 1 | 1 | 0.5 | 0.5 | 0.5 | 0.5 | 0.5 | 0.5 | 0.5 | 0.5 | 0.5 | 0.5 | 0.5 | 1 | 1 | 1 | 1
SecondarySchool_Cafeteria_INFIL_SPEED | Infiltration |  | Wkdy ¦ Default | 2014-09-16 | 2014-12-31 | Hourly | 1 | 1 | 1 | 1 | 1 | 1 | 1 | 1 | 1 | 0.5 | 0.5 | 0.5 | 0.5 | 0.5 | 0.5 | 0.5 | 0.5 | 0.5 | 0.5 | 0.5 | 1 | 1 | 1 | 1
SecondarySchool_Cafeteria_ACTIVITY_SPEED | Activity | W | WntrDsn | 2014-01-01 | 2014-12-31 | Constant | Hr 1: 120
SecondarySchool_Cafeteria_ACTIVITY_SPEED | Activity | W | SmrDsn | 2014-01-01 | 2014-12-31 | Constant | Hr 1: 120
SecondarySchool_Cafeteria_ACTIVITY_SPEED | Activity | W | Sun | 2014-01-01 | 2014-12-31 | Constant | Hr 1: 120
SecondarySchool_Cafeteria_ACTIVITY_SPEED | Activity | W | Sat | 2014-01-01 | 2014-12-31 | Constant | Hr 1: 120
SecondarySchool_Cafeteria_ACTIVITY_SPEED | Activity | W | Wkdy ¦ Default | 2014-01-01 | 2014-12-31 | Constant | Hr 1: 120
SecondarySchool_Cafeteria_OA_SPEED | OA Air |  | WntrDsn | 2014-01-01 | 2014-12-31 | Constant | bar: Hr 1
SecondarySchool_Cafeteria_OA_SPEED | OA Air |  | SmrDsn | 2014-01-01 | 2014-12-31 | Constant | bar: Hr 1
SecondarySchool_Cafeteria_OA_SPEED | OA Air |  | Sun | 2014-01-01 | 2014-12-31 | Constant | Hr 1: 0
SecondarySchool_Cafeteria_OA_SPEED | OA Air |  | Sat | 2014-01-01 | 2014-12-31 | Constant | Hr 1: 0
SecondarySchool_Cafeteria_OA_SPEED | OA Air |  | Wkdy ¦ Default | 2014-01-01 | 2014-06-15 | Hourly | 0 | 0 | 0 | 0 | 0 | 0 | 0 | 0 | 0 | 1 | 1 | 1 | 1 | 1 | 1 | 1 | 1 | 1 | 1 | 1 | 0 | 0 | 0 | 0
SecondarySchool_Cafeteria_OA_SPEED | OA Air |  | Wkdy ¦ Default | 2014-06-16 | 2014-09-15 | Hourly | 0 | 0 | 0 | 0 | 0 | 0 | 0 | 0 | 0 | 1 | 1 | 1 | 1 | 1 | 1 | 1 | 1 | 1 | 1 | 1 | 0 | 0 | 0 | 0
SecondarySchool_Cafeteria_OA_SPEED | OA Air |  | Wkdy ¦ Default | 2014-09-16 | 2014-12-31 | Hourly | 0 | 0 | 0 | 0 | 0 | 0 | 0 | 0 | 0 | 1 | 1 | 1 | 1 | 1 | 1 | 1 | 1 | 1 | 1 | 1 | 0 | 0 | 0 | 0
SecondarySchool_Auditorium_CLGSETP_SPEED | Thermostat Setpoint | C | WntrDsn | 2014-01-01 | 2014-12-31 | Constant | Hr 1: 23.9
SecondarySchool_Auditorium_CLGSETP_SPEED | Thermostat Setpoint | C | SmrDsn | 2014-01-01 | 2014-12-31 | Constant | Hr 1: 23.9
SecondarySchool_Auditorium_CLGSETP_SPEED | Thermostat Setpoint | C | Sun | 2014-01-01 | 2014-12-31 | Constant | Hr 1: 25.6
SecondarySchool_Auditorium_CLGSETP_SPEED | Thermostat Setpoint | C | Sat | 2014-01-01 | 2014-12-31 | Constant | Hr 1: 25.6
SecondarySchool_Auditorium_CLGSETP_SPEED | Thermostat Setpoint | C | Wkdy ¦ Default | 2014-01-01 | 2014-06-15 | Hourly | 25.6 | 25.6 | 25.6 | 25.6 | 25.6 | 25.6 | 25.6 | 25.6 | 23.9 | 23.9 | 23.9 | 23.9 | 23.9 | 23.9 | 23.9 | 23.9 | 23.9 | 23.9 | 23.9 | 23.9 | 25.6 | 25.6 | 25.6 | 25.6
SecondarySchool_Auditorium_CLGSETP_SPEED | Thermostat Setpoint | C | Wkdy ¦ Default | 2014-06-16 | 2014-09-15 | Hourly | 25.6 | 25.6 | 25.6 | 25.6 | 25.6 | 25.6 | 25.6 | 25.6 | 23.9 | 23.9 | 23.9 | 23.9 | 23.9 | 23.9 | 23.9 | 23.9 | 23.9 | 23.9 | 23.9 | 25.6 | 25.6 | 25.6 | 25.6 | 25.6
SecondarySchool_Auditorium_CLGSETP_SPEED | Thermostat Setpoint | C | Wkdy ¦ Default | 2014-09-16 | 2014-12-31 | Hourly | 25.6 | 25.6 | 25.6 | 25.6 | 25.6 | 25.6 | 25.6 | 25.6 | 23.9 | 23.9 | 23.9 | 23.9 | 23.9 | 23.9 | 23.9 | 23.9 | 23.9 | 23.9 | 23.9 | 23.9 | 25.6 | 25.6 | 25.6 | 25.6
SecondarySchool_Auditorium_HTGSETP_SPEED | Thermostat Setpoint | C | WntrDsn | 2014-01-01 | 2014-12-31 | Constant | Hr 1: 21.1
SecondarySchool_Auditorium_HTGSETP_SPEED | Thermostat Setpoint | C | SmrDsn | 2014-01-01 | 2014-12-31 | Constant | Hr 1: 21.1
SecondarySchool_Auditorium_HTGSETP_SPEED | Thermostat Setpoint | C | Sun | 2014-01-01 | 2014-12-31 | Constant | Hr 1: 19.4
SecondarySchool_Auditorium_HTGSETP_SPEED | Thermostat Setpoint | C | Sat | 2014-01-01 | 2014-12-31 | Constant | Hr 1: 19.4
SecondarySchool_Auditorium_HTGSETP_SPEED | Thermostat Setpoint | C | Wkdy ¦ Default | 2014-01-01 | 2014-06-15 | Hourly | 19.4 | 19.4 | 19.4 | 19.4 | 19.4 | 19.4 | 19.4 | 19.4 | 21.1 | 21.1 | 21.1 | 21.1 | 21.1 | 21.1 | 21.1 | 21.1 | 21.1 | 21.1 | 21.1 | 21.1 | 19.4 | 19.4 | 19.4 | 19.4
SecondarySchool_Auditorium_HTGSETP_SPEED | Thermostat Setpoint | C | Wkdy ¦ Default | 2014-06-16 | 2014-09-15 | Hourly | 19.4 | 19.4 | 19.4 | 19.4 | 19.4 | 19.4 | 19.4 | 19.4 | 21.1 | 21.1 | 21.1 | 21.1 | 21.1 | 21.1 | 21.1 | 21.1 | 21.1 | 21.1 | 21.1 | 19.4 | 19.4 | 19.4 | 19.4 | 19.4
SecondarySchool_Auditorium_HTGSETP_SPEED | Thermostat Setpoint | C | Wkdy ¦ Default | 2014-09-16 | 2014-12-31 | Hourly | 19.4 | 19.4 | 19.4 | 19.4 | 19.4 | 19.4 | 19.4 | 19.4 | 21.1 | 21.1 | 21.1 | 21.1 | 21.1 | 21.1 | 21.1 | 21.1 | 21.1 | 21.1 | 21.1 | 21.1 | 19.4 | 19.4 | 19.4 | 19.4
SecondarySchool_Auditorium_OCC_SPEED | Occupancy |  | WntrDsn | 2014-01-01 | 2014-12-31 | Constant | Hr 1: 0
SecondarySchool_Auditorium_OCC_SPEED | Occupancy |  | SmrDsn | 2014-01-01 | 2014-12-31 | Constant | bar: Hr 1
SecondarySchool_Auditorium_OCC_SPEED | Occupancy |  | Sun | 2014-01-01 | 2014-12-31 | Constant | Hr 1: 0
SecondarySchool_Auditorium_OCC_SPEED | Occupancy |  | Sat | 2014-01-01 | 2014-12-31 | Constant | Hr 1: 0
SecondarySchool_Auditorium_OCC_SPEED | Occupancy |  | Wkdy ¦ Default | 2014-01-01 | 2014-06-30 | Hourly | 0 | 0 | 0 | 0 | 0 | 0 | 0 | 0 | 0.25 | 0.25 | 0.25 | 0.25 | 0.25 | 0.25 | 0.25 | 0.95 | 0.95 | 0.95 | 0.95 | 0.95 | 0 | 0 | 0 | 0
SecondarySchool_Auditorium_OCC_SPEED | Occupancy |  | Wkdy ¦ Default | 2014-07-01 | 2014-09-01 | Hourly | 0 | 0 | 0 | 0 | 0 | 0 | 0 | 0 | 0.15 | 0.15 | 0.15 | 0.15 | 0.15 | 0.15 | 0.15 | 0.15 | 0.15 | 0.35 | 0.35 | 0 | 0 | 0 | 0 | 0
SecondarySchool_Auditorium_OCC_SPEED | Occupancy |  | Wkdy ¦ Default | 2014-09-01 | 2014-12-31 | Hourly | 0 | 0 | 0 | 0 | 0 | 0 | 0 | 0 | 0.25 | 0.25 | 0.25 | 0.25 | 0.25 | 0.25 | 0.25 | 0.95 | 0.95 | 0.95 | 0.95 | 0.95 | 0 | 0 | 0 | 0
SecondarySchool_Auditorium_LIGHT_2007_SPEED | Lighting |  | WntrDsn | 2014-01-01 | 2014-12-31 | Constant | Hr 1: 0
SecondarySchool_Auditorium_LIGHT_2007_SPEED | Lighting |  | SmrDsn | 2014-01-01 | 2014-12-31 | Constant | bar: Hr 1
SecondarySchool_Auditorium_LIGHT_2007_SPEED | Lighting |  | Sun | 2014-01-01 | 2014-06-30 | Constant | Hr 1: 0.1773
SecondarySchool_Auditorium_LIGHT_2007_SPEED | Lighting |  | Sun | 2014-07-01 | 2014-09-01 | Constant | Hr 1: 0.1773
SecondarySchool_Auditorium_LIGHT_2007_SPEED | Lighting |  | Sun | 2014-09-01 | 2014-12-31 | Constant | Hr 1: 0.1773
SecondarySchool_Auditorium_LIGHT_2007_SPEED | Lighting |  | Sat | 2014-01-01 | 2014-06-30 | Constant | Hr 1: 0.1773
SecondarySchool_Auditorium_LIGHT_2007_SPEED | Lighting |  | Sat | 2014-07-01 | 2014-09-01 | Constant | Hr 1: 0.1773
SecondarySchool_Auditorium_LIGHT_2007_SPEED | Lighting |  | Sat | 2014-09-01 | 2014-12-31 | Constant | Hr 1: 0.1773
SecondarySchool_Auditorium_LIGHT_2007_SPEED | Lighting |  | Wkdy ¦ Default | 2014-01-01 | 2014-06-30 | Hourly | 0.1773 | 0.1773 | 0.1773 | 0.1773 | 0.1773 | 0.1773 | 0.1773 | 0.9 | 0.9 | 0.9 | 0.9 | 0.9 | 0.9 | 0.9 | 0.9 | 0.9 | 0.9 | 0.9 | 0.9 | 0.9 | 0.9 | 0.1773 | 0.1773 | 0.1773
SecondarySchool_Auditorium_LIGHT_2007_SPEED | Lighting |  | Wkdy ¦ Default | 2014-07-01 | 2014-09-01 | Hourly | 0.1773 | 0.1773 | 0.1773 | 0.1773 | 0.1773 | 0.1773 | 0.1773 | 0.1773 | 0.5 | 0.5 | 0.5 | 0.5 | 0.5 | 0.5 | 0.5 | 0.5 | 0.5 | 0.5 | 0.5 | 0.5 | 0.1773 | 0.1773 | 0.1773 | 0.1773
SecondarySchool_Auditorium_LIGHT_2007_SPEED | Lighting |  | Wkdy ¦ Default | 2014-09-01 | 2014-12-31 | Hourly | 0.1773 | 0.1773 | 0.1773 | 0.1773 | 0.1773 | 0.1773 | 0.1773 | 0.9 | 0.9 | 0.9 | 0.9 | 0.9 | 0.9 | 0.9 | 0.9 | 0.9 | 0.9 | 0.9 | 0.9 | 0.9 | 0.9 | 0.1773 | 0.1773 | 0.1773
SecondarySchool_Auditorium_EQUIP_2007_SPEED | Equipment |  | WntrDsn | 2014-01-01 | 2014-12-31 | Constant | Hr 1: 0
SecondarySchool_Auditorium_EQUIP_2007_SPEED | Equipment |  | SmrDsn | 2014-01-01 | 2014-12-31 | Constant | bar: Hr 1
SecondarySchool_Auditorium_EQUIP_2007_SPEED | Equipment |  | Sun | 2014-01-01 | 2014-06-30 | Constant | Hr 1: 0.35
SecondarySchool_Auditorium_EQUIP_2007_SPEED | Equipment |  | Sun | 2014-07-01 | 2014-09-01 | Constant | Hr 1: 0.25
SecondarySchool_Auditorium_EQUIP_2007_SPEED | Equipment |  | Sun | 2014-09-01 | 2014-12-31 | Constant | Hr 1: 0.35
SecondarySchool_Auditorium_EQUIP_2007_SPEED | Equipment |  | Sat | 2014-01-01 | 2014-06-30 | Constant | Hr 1: 0.35
SecondarySchool_Auditorium_EQUIP_2007_SPEED | Equipment |  | Sat | 2014-07-01 | 2014-09-01 | Constant | Hr 1: 0.25
SecondarySchool_Auditorium_EQUIP_2007_SPEED | Equipment |  | Sat | 2014-09-01 | 2014-12-31 | Constant | Hr 1: 0.35
SecondarySchool_Auditorium_EQUIP_2007_SPEED | Equipment |  | Wkdy ¦ Default | 2014-01-01 | 2014-06-30 | Hourly | 0.35 | 0.35 | 0.35 | 0.35 | 0.35 | 0.35 | 0.35 | 0.35 | 0.95 | 0.95 | 0.95 | 0.95 | 0.95 | 0.95 | 0.95 | 0.95 | 0.95 | 0.35 | 0.35 | 0.35 | 0.35 | 0.35 | 0.35 | 0.35
SecondarySchool_Auditorium_EQUIP_2007_SPEED | Equipment |  | Wkdy ¦ Default | 2014-07-01 | 2014-09-01 | Hourly | 0.25 | 0.25 | 0.25 | 0.25 | 0.25 | 0.25 | 0.25 | 0.25 | 0.5 | 0.5 | 0.5 | 0.5 | 0.5 | 0.5 | 0.5 | 0.5 | 0.5 | 0.25 | 0.25 | 0.25 | 0.25 | 0.25 | 0.25 | 0.25
SecondarySchool_Auditorium_EQUIP_2007_SPEED | Equipment |  | Wkdy ¦ Default | 2014-09-01 | 2014-12-31 | Hourly | 0.35 | 0.35 | 0.35 | 0.35 | 0.35 | 0.35 | 0.35 | 0.35 | 0.95 | 0.95 | 0.95 | 0.95 | 0.95 | 0.95 | 0.95 | 0.95 | 0.95 | 0.35 | 0.35 | 0.35 | 0.35 | 0.35 | 0.35 | 0.35
SecondarySchool_Auditorium_LIGHT_2010_SPEED | Lighting |  | WntrDsn | 2014-01-01 | 2014-12-31 | Constant | Hr 1: 0
SecondarySchool_Auditorium_LIGHT_2010_SPEED | Lighting |  | SmrDsn | 2014-01-01 | 2014-12-31 | Constant | bar: Hr 1
SecondarySchool_Auditorium_LIGHT_2010_SPEED | Lighting |  | Sun | 2014-01-01 | 2014-06-30 | Constant | Hr 1: 0.1773
SecondarySchool_Auditorium_LIGHT_2010_SPEED | Lighting |  | Sun | 2014-07-01 | 2014-09-01 | Constant | Hr 1: 0.1773
SecondarySchool_Auditorium_LIGHT_2010_SPEED | Lighting |  | Sun | 2014-09-01 | 2014-12-31 | Constant | Hr 1: 0.1773
SecondarySchool_Auditorium_LIGHT_2010_SPEED | Lighting |  | Sat | 2014-01-01 | 2014-06-30 | Constant | Hr 1: 0.1773
SecondarySchool_Auditorium_LIGHT_2010_SPEED | Lighting |  | Sat | 2014-07-01 | 2014-09-01 | Constant | Hr 1: 0.1773
SecondarySchool_Auditorium_LIGHT_2010_SPEED | Lighting |  | Sat | 2014-09-01 | 2014-12-31 | Constant | Hr 1: 0.1773
SecondarySchool_Auditorium_LIGHT_2010_SPEED | Lighting |  | Wkdy ¦ Default | 2014-01-01 | 2014-06-30 | Hourly | 0.1773 | 0.1773 | 0.1773 | 0.1773 | 0.1773 | 0.1773 | 0.1773 | 0.9 | 0.9 | 0.9 | 0.9 | 0.9 | 0.9 | 0.9 | 0.9 | 0.9 | 0.9 | 0.9 | 0.9 | 0.9 | 0.9 | 0.1773 | 0.1773 | 0.1773
SecondarySchool_Auditorium_LIGHT_2010_SPEED | Lighting |  | Wkdy ¦ Default | 2014-07-01 | 2014-09-01 | Hourly | 0.1773 | 0.1773 | 0.1773 | 0.1773 | 0.1773 | 0.1773 | 0.1773 | 0.1773 | 0.5 | 0.5 | 0.5 | 0.5 | 0.5 | 0.5 | 0.5 | 0.5 | 0.5 | 0.5 | 0.5 | 0.5 | 0.1773 | 0.1773 | 0.1773 | 0.1773
SecondarySchool_Auditorium_LIGHT_2010_SPEED | Lighting |  | Wkdy ¦ Default | 2014-09-01 | 2014-12-31 | Hourly | 0.1773 | 0.1773 | 0.1773 | 0.1773 | 0.1773 | 0.1773 | 0.1773 | 0.9 | 0.9 | 0.9 | 0.9 | 0.9 | 0.9 | 0.9 | 0.9 | 0.9 | 0.9 | 0.9 | 0.9 | 0.9 | 0.9 | 0.1773 | 0.1773 | 0.1773
SecondarySchool_Auditorium_EQUIP_2010_SPEED | Equipment |  | WntrDsn | 2014-01-01 | 2014-12-31 | Constant | Hr 1: 0
SecondarySchool_Auditorium_EQUIP_2010_SPEED | Equipment |  | SmrDsn | 2014-01-01 | 2014-12-31 | Constant | bar: Hr 1
SecondarySchool_Auditorium_EQUIP_2010_SPEED | Equipment |  | Sun | 2014-01-01 | 2014-06-30 | Constant | Hr 1: 0.35
SecondarySchool_Auditorium_EQUIP_2010_SPEED | Equipment |  | Sun | 2014-07-01 | 2014-09-01 | Constant | Hr 1: 0.25
SecondarySchool_Auditorium_EQUIP_2010_SPEED | Equipment |  | Sun | 2014-09-01 | 2014-12-31 | Constant | Hr 1: 0.35
SecondarySchool_Auditorium_EQUIP_2010_SPEED | Equipment |  | Sat | 2014-01-01 | 2014-06-30 | Constant | Hr 1: 0.35
SecondarySchool_Auditorium_EQUIP_2010_SPEED | Equipment |  | Sat | 2014-07-01 | 2014-09-01 | Constant | Hr 1: 0.25
SecondarySchool_Auditorium_EQUIP_2010_SPEED | Equipment |  | Sat | 2014-09-01 | 2014-12-31 | Constant | Hr 1: 0.35
SecondarySchool_Auditorium_EQUIP_2010_SPEED | Equipment |  | Wkdy ¦ Default | 2014-01-01 | 2014-06-30 | Hourly | 0.35 | 0.35 | 0.35 | 0.35 | 0.35 | 0.35 | 0.35 | 0.35 | 0.95 | 0.95 | 0.95 | 0.95 | 0.95 | 0.95 | 0.95 | 0.95 | 0.95 | 0.35 | 0.35 | 0.35 | 0.35 | 0.35 | 0.35 | 0.35
SecondarySchool_Auditorium_EQUIP_2010_SPEED | Equipment |  | Wkdy ¦ Default | 2014-07-01 | 2014-09-01 | Hourly | 0.25 | 0.25 | 0.25 | 0.25 | 0.25 | 0.25 | 0.25 | 0.25 | 0.5 | 0.5 | 0.5 | 0.5 | 0.5 | 0.5 | 0.5 | 0.5 | 0.5 | 0.25 | 0.25 | 0.25 | 0.25 | 0.25 | 0.25 | 0.25
SecondarySchool_Auditorium_EQUIP_2010_SPEED | Equipment |  | Wkdy ¦ Default | 2014-09-01 | 2014-12-31 | Hourly | 0.35 | 0.35 | 0.35 | 0.35 | 0.35 | 0.35 | 0.35 | 0.35 | 0.95 | 0.95 | 0.95 | 0.95 | 0.95 | 0.95 | 0.95 | 0.95 | 0.95 | 0.35 | 0.35 | 0.35 | 0.35 | 0.35 | 0.35 | 0.35
SecondarySchool_Auditorium_LIGHT_2013_SPEED | Lighting |  | WntrDsn | 2014-01-01 | 2014-12-31 | Constant | Hr 1: 0
SecondarySchool_Auditorium_LIGHT_2013_SPEED | Lighting |  | SmrDsn | 2014-01-01 | 2014-12-31 | Constant | bar: Hr 1
SecondarySchool_Auditorium_LIGHT_2013_SPEED | Lighting |  | Sun | 2014-01-01 | 2014-06-30 | Constant | Hr 1: 0.1773
SecondarySchool_Auditorium_LIGHT_2013_SPEED | Lighting |  | Sun | 2014-07-01 | 2014-09-01 | Constant | Hr 1: 0.1773
SecondarySchool_Auditorium_LIGHT_2013_SPEED | Lighting |  | Sun | 2014-09-01 | 2014-12-31 | Constant | Hr 1: 0.1773
SecondarySchool_Auditorium_LIGHT_2013_SPEED | Lighting |  | Sat | 2014-01-01 | 2014-06-30 | Constant | Hr 1: 0.1773
SecondarySchool_Auditorium_LIGHT_2013_SPEED | Lighting |  | Sat | 2014-07-01 | 2014-09-01 | Constant | Hr 1: 0.1773
SecondarySchool_Auditorium_LIGHT_2013_SPEED | Lighting |  | Sat | 2014-09-01 | 2014-12-31 | Constant | Hr 1: 0.1773
SecondarySchool_Auditorium_LIGHT_2013_SPEED | Lighting |  | Wkdy ¦ Default | 2014-01-01 | 2014-06-30 | Hourly | 0.1773 | 0.1773 | 0.1773 | 0.1773 | 0.1773 | 0.1773 | 0.1773 | 0.9 | 0.9 | 0.9 | 0.9 | 0.9 | 0.9 | 0.9 | 0.9 | 0.9 | 0.9 | 0.9 | 0.9 | 0.9 | 0.9 | 0.1773 | 0.1773 | 0.1773
SecondarySchool_Auditorium_LIGHT_2013_SPEED | Lighting |  | Wkdy ¦ Default | 2014-07-01 | 2014-09-01 | Hourly | 0.1773 | 0.1773 | 0.1773 | 0.1773 | 0.1773 | 0.1773 | 0.1773 | 0.1773 | 0.5 | 0.5 | 0.5 | 0.5 | 0.5 | 0.5 | 0.5 | 0.5 | 0.5 | 0.5 | 0.5 | 0.5 | 0.1773 | 0.1773 | 0.1773 | 0.1773
SecondarySchool_Auditorium_LIGHT_2013_SPEED | Lighting |  | Wkdy ¦ Default | 2014-09-01 | 2014-12-31 | Hourly | 0.1773 | 0.1773 | 0.1773 | 0.1773 | 0.1773 | 0.1773 | 0.1773 | 0.9 | 0.9 | 0.9 | 0.9 | 0.9 | 0.9 | 0.9 | 0.9 | 0.9 | 0.9 | 0.9 | 0.9 | 0.9 | 0.9 | 0.1773 | 0.1773 | 0.1773
SecondarySchool_Auditorium_EQUIP_2013_SPEED | Equipment |  | WntrDsn | 2014-01-01 | 2014-12-31 | Constant | Hr 1: 0
SecondarySchool_Auditorium_EQUIP_2013_SPEED | Equipment |  | SmrDsn | 2014-01-01 | 2014-12-31 | Constant | bar: Hr 1
SecondarySchool_Auditorium_EQUIP_2013_SPEED | Equipment |  | Sun | 2014-01-01 | 2014-06-30 | Constant | Hr 1: 0.29562
SecondarySchool_Auditorium_EQUIP_2013_SPEED | Equipment |  | Sun | 2014-07-01 | 2014-09-01 | Constant | Hr 1: 0.21116
SecondarySchool_Auditorium_EQUIP_2013_SPEED | Equipment |  | Sun | 2014-09-01 | 2014-12-31 | Constant | Hr 1: 0.29562
SecondarySchool_Auditorium_EQUIP_2013_SPEED | Equipment |  | Sat | 2014-01-01 | 2014-06-30 | Constant | Hr 1: 0.29562
SecondarySchool_Auditorium_EQUIP_2013_SPEED | Equipment |  | Sat | 2014-07-01 | 2014-09-01 | Constant | Hr 1: 0.21116
SecondarySchool_Auditorium_EQUIP_2013_SPEED | Equipment |  | Sat | 2014-09-01 | 2014-12-31 | Constant | Hr 1: 0.29562
SecondarySchool_Auditorium_EQUIP_2013_SPEED | Equipment |  | Wkdy ¦ Default | 2014-01-01 | 2014-06-30 | Hourly | 0.29562 | 0.29562 | 0.29562 | 0.29562 | 0.29562 | 0.29562 | 0.29562 | 0.29562 | 0.90367 | 0.90367 | 0.90367 | 0.90367 | 0.90367 | 0.90367 | 0.90367 | 0.90367 | 0.90367 | 0.33293 | 0.33293 | 0.33293 | 0.33293 | 0.29562 | 0.29562 | 0.29562
SecondarySchool_Auditorium_EQUIP_2013_SPEED | Equipment |  | Wkdy ¦ Default | 2014-07-01 | 2014-09-01 | Hourly | 0.21116 | 0.21116 | 0.21116 | 0.21116 | 0.21116 | 0.21116 | 0.21116 | 0.21116 | 0.47562 | 0.47562 | 0.47562 | 0.47562 | 0.47562 | 0.47562 | 0.47562 | 0.47562 | 0.47562 | 0.23781 | 0.23781 | 0.23781 | 0.23781 | 0.21116 | 0.21116 | 0.21116
SecondarySchool_Auditorium_EQUIP_2013_SPEED | Equipment |  | Wkdy ¦ Default | 2014-09-01 | 2014-12-31 | Hourly | 0.29562 | 0.29562 | 0.29562 | 0.29562 | 0.29562 | 0.29562 | 0.29562 | 0.29562 | 0.90367 | 0.90367 | 0.90367 | 0.90367 | 0.90367 | 0.90367 | 0.90367 | 0.90367 | 0.90367 | 0.33293 | 0.33293 | 0.33293 | 0.33293 | 0.29562 | 0.29562 | 0.29562
SecondarySchool_Auditorium_INFIL_SPEED | Infiltration |  | WntrDsn | 2014-01-01 | 2014-12-31 | Constant | bar: Hr 1
SecondarySchool_Auditorium_INFIL_SPEED | Infiltration |  | SmrDsn | 2014-01-01 | 2014-12-31 | Constant | bar: Hr 1
SecondarySchool_Auditorium_INFIL_SPEED | Infiltration |  | Sun | 2014-01-01 | 2014-12-31 | Constant | bar: Hr 1
SecondarySchool_Auditorium_INFIL_SPEED | Infiltration |  | Sat | 2014-01-01 | 2014-12-31 | Constant | bar: Hr 1
SecondarySchool_Auditorium_INFIL_SPEED | Infiltration |  | Wkdy ¦ Default | 2014-01-01 | 2014-06-15 | Hourly | 1 | 1 | 1 | 1 | 1 | 1 | 1 | 1 | 0.5 | 0.5 | 0.5 | 0.5 | 0.5 | 0.5 | 0.5 | 0.5 | 0.5 | 0.5 | 0.5 | 0.5 | 1 | 1 | 1 | 1
SecondarySchool_Auditorium_INFIL_SPEED | Infiltration |  | Wkdy ¦ Default | 2014-06-16 | 2014-09-15 | Hourly | 1 | 1 | 1 | 1 | 1 | 1 | 1 | 1 | 0.5 | 0.5 | 0.5 | 0.5 | 0.5 | 0.5 | 0.5 | 0.5 | 0.5 | 0.5 | 0.5 | 1 | 1 | 1 | 1 | 1
SecondarySchool_Auditorium_INFIL_SPEED | Infiltration |  | Wkdy ¦ Default | 2014-09-16 | 2014-12-31 | Hourly | 1 | 1 | 1 | 1 | 1 | 1 | 1 | 1 | 0.5 | 0.5 | 0.5 | 0.5 | 0.5 | 0.5 | 0.5 | 0.5 | 0.5 | 0.5 | 0.5 | 0.5 | 1 | 1 | 1 | 1
SecondarySchool_Auditorium_ACTIVITY_SPEED | Activity | W | WntrDsn | 2014-01-01 | 2014-12-31 | Constant | Hr 1: 120
SecondarySchool_Auditorium_ACTIVITY_SPEED | Activity | W | SmrDsn | 2014-01-01 | 2014-12-31 | Constant | Hr 1: 120
SecondarySchool_Auditorium_ACTIVITY_SPEED | Activity | W | Sun | 2014-01-01 | 2014-12-31 | Constant | Hr 1: 120
SecondarySchool_Auditorium_ACTIVITY_SPEED | Activity | W | Sat | 2014-01-01 | 2014-12-31 | Constant | Hr 1: 120
SecondarySchool_Auditorium_ACTIVITY_SPEED | Activity | W | Wkdy ¦ Default | 2014-01-01 | 2014-12-31 | Constant | Hr 1: 120
SecondarySchool_Auditorium_OA_SPEED | OA Air |  | WntrDsn | 2014-01-01 | 2014-12-31 | Constant | bar: Hr 1
SecondarySchool_Auditorium_OA_SPEED | OA Air |  | SmrDsn | 2014-01-01 | 2014-12-31 | Constant | bar: Hr 1
SecondarySchool_Auditorium_OA_SPEED | OA Air |  | Sun | 2014-01-01 | 2014-12-31 | Constant | Hr 1: 0
SecondarySchool_Auditorium_OA_SPEED | OA Air |  | Sat | 2014-01-01 | 2014-12-31 | Constant | Hr 1: 0
SecondarySchool_Auditorium_OA_SPEED | OA Air |  | Wkdy ¦ Default | 2014-01-01 | 2014-06-15 | Hourly | 0 | 0 | 0 | 0 | 0 | 0 | 0 | 0 | 1 | 1 | 1 | 1 | 1 | 1 | 1 | 1 | 1 | 1 | 1 | 1 | 0 | 0 | 0 | 0
SecondarySchool_Auditorium_OA_SPEED | OA Air |  | Wkdy ¦ Default | 2014-06-16 | 2014-09-15 | Hourly | 0 | 0 | 0 | 0 | 0 | 0 | 0 | 0 | 1 | 1 | 1 | 1 | 1 | 1 | 1 | 1 | 1 | 1 | 1 | 0 | 0 | 0 | 0 | 0
SecondarySchool_Auditorium_OA_SPEED | OA Air |  | Wkdy ¦ Default | 2014-09-16 | 2014-12-31 | Hourly | 0 | 0 | 0 | 0 | 0 | 0 | 0 | 0 | 1 | 1 | 1 | 1 | 1 | 1 | 1 | 1 | 1 | 1 | 1 | 1 | 0 | 0 | 0 | 0
SecondarySchool_Gym_CLGSETP_SPEED | Thermostat Setpoint | C | WntrDsn | 2014-01-01 | 2014-12-31 | Constant | Hr 1: 23.9
SecondarySchool_Gym_CLGSETP_SPEED | Thermostat Setpoint | C | SmrDsn | 2014-01-01 | 2014-12-31 | Constant | Hr 1: 23.9
SecondarySchool_Gym_CLGSETP_SPEED | Thermostat Setpoint | C | Sun | 2014-01-01 | 2014-12-31 | Constant | Hr 1: 25.6
SecondarySchool_Gym_CLGSETP_SPEED | Thermostat Setpoint | C | Sat | 2014-01-01 | 2014-12-31 | Constant | Hr 1: 25.6
SecondarySchool_Gym_CLGSETP_SPEED | Thermostat Setpoint | C | Wkdy ¦ Default | 2014-01-01 | 2014-06-15 | Hourly | 25.6 | 25.6 | 25.6 | 25.6 | 25.6 | 25.6 | 25.6 | 25.6 | 23.9 | 23.9 | 23.9 | 23.9 | 23.9 | 23.9 | 23.9 | 23.9 | 23.9 | 23.9 | 23.9 | 23.9 | 23.9 | 25.6 | 25.6 | 25.6
SecondarySchool_Gym_CLGSETP_SPEED | Thermostat Setpoint | C | Wkdy ¦ Default | 2014-06-16 | 2014-09-15 | Hourly | 25.6 | 25.6 | 25.6 | 25.6 | 25.6 | 25.6 | 25.6 | 25.6 | 23.9 | 23.9 | 23.9 | 23.9 | 23.9 | 23.9 | 23.9 | 23.9 | 23.9 | 23.9 | 23.9 | 23.9 | 23.9 | 25.6 | 25.6 | 25.6
SecondarySchool_Gym_CLGSETP_SPEED | Thermostat Setpoint | C | Wkdy ¦ Default | 2014-09-16 | 2014-12-31 | Hourly | 25.6 | 25.6 | 25.6 | 25.6 | 25.6 | 25.6 | 25.6 | 25.6 | 23.9 | 23.9 | 23.9 | 23.9 | 23.9 | 23.9 | 23.9 | 23.9 | 23.9 | 23.9 | 23.9 | 23.9 | 23.9 | 25.6 | 25.6 | 25.6
SecondarySchool_Gym_HTGSETP_SPEED | Thermostat Setpoint | C | WntrDsn | 2014-01-01 | 2014-12-31 | Constant | Hr 1: 21.1
SecondarySchool_Gym_HTGSETP_SPEED | Thermostat Setpoint | C | SmrDsn | 2014-01-01 | 2014-12-31 | Constant | Hr 1: 21.1
SecondarySchool_Gym_HTGSETP_SPEED | Thermostat Setpoint | C | Sun | 2014-01-01 | 2014-12-31 | Constant | Hr 1: 19.4
SecondarySchool_Gym_HTGSETP_SPEED | Thermostat Setpoint | C | Sat | 2014-01-01 | 2014-12-31 | Constant | Hr 1: 19.4
SecondarySchool_Gym_HTGSETP_SPEED | Thermostat Setpoint | C | Wkdy ¦ Default | 2014-01-01 | 2014-06-15 | Hourly | 19.4 | 19.4 | 19.4 | 19.4 | 19.4 | 19.4 | 19.4 | 19.4 | 21.1 | 21.1 | 21.1 | 21.1 | 21.1 | 21.1 | 21.1 | 21.1 | 21.1 | 21.1 | 21.1 | 21.1 | 21.1 | 19.4 | 19.4 | 19.4
SecondarySchool_Gym_HTGSETP_SPEED | Thermostat Setpoint | C | Wkdy ¦ Default | 2014-06-16 | 2014-09-15 | Hourly | 19.4 | 19.4 | 19.4 | 19.4 | 19.4 | 19.4 | 19.4 | 19.4 | 21.1 | 21.1 | 21.1 | 21.1 | 21.1 | 21.1 | 21.1 | 21.1 | 21.1 | 21.1 | 21.1 | 21.1 | 21.1 | 19.4 | 19.4 | 19.4
SecondarySchool_Gym_HTGSETP_SPEED | Thermostat Setpoint | C | Wkdy ¦ Default | 2014-09-16 | 2014-12-31 | Hourly | 19.4 | 19.4 | 19.4 | 19.4 | 19.4 | 19.4 | 19.4 | 19.4 | 21.1 | 21.1 | 21.1 | 21.1 | 21.1 | 21.1 | 21.1 | 21.1 | 21.1 | 21.1 | 21.1 | 21.1 | 21.1 | 19.4 | 19.4 | 19.4
SecondarySchool_Gym_OCC_SPEED | Occupancy |  | WntrDsn | 2014-01-01 | 2014-12-31 | Constant | Hr 1: 0
SecondarySchool_Gym_OCC_SPEED | Occupancy |  | SmrDsn | 2014-01-01 | 2014-12-31 | Constant | bar: Hr 1
SecondarySchool_Gym_OCC_SPEED | Occupancy |  | Sun | 2014-01-01 | 2014-12-31 | Constant | Hr 1: 0
SecondarySchool_Gym_OCC_SPEED | Occupancy |  | Sat | 2014-01-01 | 2014-12-31 | Constant | Hr 1: 0
SecondarySchool_Gym_OCC_SPEED | Occupancy |  | Wkdy ¦ Default | 2014-01-01 | 2014-06-30 | Hourly | 0 | 0 | 0 | 0 | 0 | 0 | 0 | 0 | 0.35 | 0.35 | 0.35 | 0.35 | 0.35 | 0.35 | 0.35 | 0.35 | 0.95 | 0.95 | 0.95 | 0.95 | 0.95 | 0 | 0 | 0
SecondarySchool_Gym_OCC_SPEED | Occupancy |  | Wkdy ¦ Default | 2014-07-01 | 2014-09-01 | Hourly | 0 | 0 | 0 | 0 | 0 | 0 | 0 | 0 | 0.35 | 0.35 | 0.35 | 0.35 | 0.35 | 0.35 | 0.35 | 0.35 | 0.35 | 0.35 | 0.35 | 0.35 | 0.35 | 0 | 0 | 0
SecondarySchool_Gym_OCC_SPEED | Occupancy |  | Wkdy ¦ Default | 2014-09-01 | 2014-12-31 | Hourly | 0 | 0 | 0 | 0 | 0 | 0 | 0 | 0 | 0.35 | 0.35 | 0.35 | 0.35 | 0.35 | 0.35 | 0.35 | 0.35 | 0.95 | 0.95 | 0.95 | 0.95 | 0.95 | 0 | 0 | 0
SecondarySchool_Gym_LIGHT_2007_SPEED | Lighting |  | WntrDsn | 2014-01-01 | 2014-12-31 | Constant | Hr 1: 0
SecondarySchool_Gym_LIGHT_2007_SPEED | Lighting |  | SmrDsn | 2014-01-01 | 2014-12-31 | Constant | bar: Hr 1
SecondarySchool_Gym_LIGHT_2007_SPEED | Lighting |  | Sun | 2014-01-01 | 2014-06-30 | Constant | Hr 1: 0.1773
SecondarySchool_Gym_LIGHT_2007_SPEED | Lighting |  | Sun | 2014-07-01 | 2014-09-01 | Constant | Hr 1: 0.1773
SecondarySchool_Gym_LIGHT_2007_SPEED | Lighting |  | Sun | 2014-09-01 | 2014-12-31 | Constant | Hr 1: 0.1773
SecondarySchool_Gym_LIGHT_2007_SPEED | Lighting |  | Sat | 2014-01-01 | 2014-06-30 | Constant | Hr 1: 0.1773
SecondarySchool_Gym_LIGHT_2007_SPEED | Lighting |  | Sat | 2014-07-01 | 2014-09-01 | Constant | Hr 1: 0.1773
SecondarySchool_Gym_LIGHT_2007_SPEED | Lighting |  | Sat | 2014-09-01 | 2014-12-31 | Constant | Hr 1: 0.1773
SecondarySchool_Gym_LIGHT_2007_SPEED | Lighting |  | Wkdy ¦ Default | 2014-01-01 | 2014-06-30 | Hourly | 0.1773 | 0.1773 | 0.1773 | 0.1773 | 0.1773 | 0.1773 | 0.1773 | 0.9 | 0.9 | 0.9 | 0.9 | 0.9 | 0.9 | 0.9 | 0.9 | 0.9 | 0.9 | 0.9 | 0.9 | 0.9 | 0.9 | 0.1773 | 0.1773 | 0.1773
SecondarySchool_Gym_LIGHT_2007_SPEED | Lighting |  | Wkdy ¦ Default | 2014-07-01 | 2014-09-01 | Hourly | 0.1773 | 0.1773 | 0.1773 | 0.1773 | 0.1773 | 0.1773 | 0.1773 | 0.1773 | 0.5 | 0.5 | 0.5 | 0.5 | 0.5 | 0.5 | 0.5 | 0.5 | 0.5 | 0.5 | 0.5 | 0.5 | 0.1773 | 0.1773 | 0.1773 | 0.1773
SecondarySchool_Gym_LIGHT_2007_SPEED | Lighting |  | Wkdy ¦ Default | 2014-09-01 | 2014-12-31 | Hourly | 0.1773 | 0.1773 | 0.1773 | 0.1773 | 0.1773 | 0.1773 | 0.1773 | 0.9 | 0.9 | 0.9 | 0.9 | 0.9 | 0.9 | 0.9 | 0.9 | 0.9 | 0.9 | 0.9 | 0.9 | 0.9 | 0.9 | 0.1773 | 0.1773 | 0.1773
SecondarySchool_Gym_EQUIP_2007_SPEED | Equipment |  | WntrDsn | 2014-01-01 | 2014-12-31 | Constant | Hr 1: 0
SecondarySchool_Gym_EQUIP_2007_SPEED | Equipment |  | SmrDsn | 2014-01-01 | 2014-12-31 | Constant | bar: Hr 1
SecondarySchool_Gym_EQUIP_2007_SPEED | Equipment |  | Sun | 2014-01-01 | 2014-06-30 | Constant | Hr 1: 0.35
SecondarySchool_Gym_EQUIP_2007_SPEED | Equipment |  | Sun | 2014-07-01 | 2014-09-01 | Constant | Hr 1: 0.25
SecondarySchool_Gym_EQUIP_2007_SPEED | Equipment |  | Sun | 2014-09-01 | 2014-12-31 | Constant | Hr 1: 0.35
SecondarySchool_Gym_EQUIP_2007_SPEED | Equipment |  | Sat | 2014-01-01 | 2014-06-30 | Constant | Hr 1: 0.35
SecondarySchool_Gym_EQUIP_2007_SPEED | Equipment |  | Sat | 2014-07-01 | 2014-09-01 | Constant | Hr 1: 0.25
SecondarySchool_Gym_EQUIP_2007_SPEED | Equipment |  | Sat | 2014-09-01 | 2014-12-31 | Constant | Hr 1: 0.35
SecondarySchool_Gym_EQUIP_2007_SPEED | Equipment |  | Wkdy ¦ Default | 2014-01-01 | 2014-06-30 | Hourly | 0.35 | 0.35 | 0.35 | 0.35 | 0.35 | 0.35 | 0.35 | 0.35 | 0.95 | 0.95 | 0.95 | 0.95 | 0.95 | 0.95 | 0.95 | 0.95 | 0.95 | 0.35 | 0.35 | 0.35 | 0.35 | 0.35 | 0.35 | 0.35
SecondarySchool_Gym_EQUIP_2007_SPEED | Equipment |  | Wkdy ¦ Default | 2014-07-01 | 2014-09-01 | Hourly | 0.25 | 0.25 | 0.25 | 0.25 | 0.25 | 0.25 | 0.25 | 0.25 | 0.5 | 0.5 | 0.5 | 0.5 | 0.5 | 0.5 | 0.5 | 0.5 | 0.5 | 0.25 | 0.25 | 0.25 | 0.25 | 0.25 | 0.25 | 0.25
SecondarySchool_Gym_EQUIP_2007_SPEED | Equipment |  | Wkdy ¦ Default | 2014-09-01 | 2014-12-31 | Hourly | 0.35 | 0.35 | 0.35 | 0.35 | 0.35 | 0.35 | 0.35 | 0.35 | 0.95 | 0.95 | 0.95 | 0.95 | 0.95 | 0.95 | 0.95 | 0.95 | 0.95 | 0.35 | 0.35 | 0.35 | 0.35 | 0.35 | 0.35 | 0.35
SecondarySchool_Gym_LIGHT_2010_SPEED | Lighting |  | WntrDsn | 2014-01-01 | 2014-12-31 | Constant | Hr 1: 0
SecondarySchool_Gym_LIGHT_2010_SPEED | Lighting |  | SmrDsn | 2014-01-01 | 2014-12-31 | Constant | bar: Hr 1
SecondarySchool_Gym_LIGHT_2010_SPEED | Lighting |  | Sun | 2014-01-01 | 2014-06-30 | Constant | Hr 1: 0.1773
SecondarySchool_Gym_LIGHT_2010_SPEED | Lighting |  | Sun | 2014-07-01 | 2014-09-01 | Constant | Hr 1: 0.1773
SecondarySchool_Gym_LIGHT_2010_SPEED | Lighting |  | Sun | 2014-09-01 | 2014-12-31 | Constant | Hr 1: 0.1773
SecondarySchool_Gym_LIGHT_2010_SPEED | Lighting |  | Sat | 2014-01-01 | 2014-06-30 | Constant | Hr 1: 0.1773
SecondarySchool_Gym_LIGHT_2010_SPEED | Lighting |  | Sat | 2014-07-01 | 2014-09-01 | Constant | Hr 1: 0.1773
SecondarySchool_Gym_LIGHT_2010_SPEED | Lighting |  | Sat | 2014-09-01 | 2014-12-31 | Constant | Hr 1: 0.1773
SecondarySchool_Gym_LIGHT_2010_SPEED | Lighting |  | Wkdy ¦ Default | 2014-01-01 | 2014-06-30 | Hourly | 0.1773 | 0.1773 | 0.1773 | 0.1773 | 0.1773 | 0.1773 | 0.1773 | 0.9 | 0.88182 | 0.88182 | 0.88182 | 0.88182 | 0.88182 | 0.88182 | 0.88182 | 0.88182 | 0.88182 | 0.88182 | 0.88182 | 0.88182 | 0.88182 | 0.1773 | 0.1773 | 0.1773
SecondarySchool_Gym_LIGHT_2010_SPEED | Lighting |  | Wkdy ¦ Default | 2014-07-01 | 2014-09-01 | Hourly | 0.1773 | 0.1773 | 0.1773 | 0.1773 | 0.1773 | 0.1773 | 0.1773 | 0.1773 | 0.4899 | 0.4899 | 0.4899 | 0.4899 | 0.4899 | 0.4899 | 0.4899 | 0.4899 | 0.4899 | 0.4899 | 0.4899 | 0.4899 | 0.17372 | 0.1773 | 0.1773 | 0.1773
SecondarySchool_Gym_LIGHT_2010_SPEED | Lighting |  | Wkdy ¦ Default | 2014-09-01 | 2014-12-31 | Hourly | 0.1773 | 0.1773 | 0.1773 | 0.1773 | 0.1773 | 0.1773 | 0.1773 | 0.9 | 0.88182 | 0.88182 | 0.88182 | 0.88182 | 0.88182 | 0.88182 | 0.88182 | 0.88182 | 0.88182 | 0.88182 | 0.88182 | 0.88182 | 0.88182 | 0.1773 | 0.1773 | 0.1773
SecondarySchool_Gym_EQUIP_2010_SPEED | Equipment |  | WntrDsn | 2014-01-01 | 2014-12-31 | Constant | Hr 1: 0
SecondarySchool_Gym_EQUIP_2010_SPEED | Equipment |  | SmrDsn | 2014-01-01 | 2014-12-31 | Constant | bar: Hr 1
SecondarySchool_Gym_EQUIP_2010_SPEED | Equipment |  | Sun | 2014-01-01 | 2014-06-30 | Constant | Hr 1: 0.35
SecondarySchool_Gym_EQUIP_2010_SPEED | Equipment |  | Sun | 2014-07-01 | 2014-09-01 | Constant | Hr 1: 0.25
SecondarySchool_Gym_EQUIP_2010_SPEED | Equipment |  | Sun | 2014-09-01 | 2014-12-31 | Constant | Hr 1: 0.35
SecondarySchool_Gym_EQUIP_2010_SPEED | Equipment |  | Sat | 2014-01-01 | 2014-06-30 | Constant | Hr 1: 0.35
SecondarySchool_Gym_EQUIP_2010_SPEED | Equipment |  | Sat | 2014-07-01 | 2014-09-01 | Constant | Hr 1: 0.25
SecondarySchool_Gym_EQUIP_2010_SPEED | Equipment |  | Sat | 2014-09-01 | 2014-12-31 | Constant | Hr 1: 0.35
SecondarySchool_Gym_EQUIP_2010_SPEED | Equipment |  | Wkdy ¦ Default | 2014-01-01 | 2014-06-30 | Hourly | 0.35 | 0.35 | 0.35 | 0.35 | 0.35 | 0.35 | 0.35 | 0.35 | 0.95 | 0.95 | 0.95 | 0.95 | 0.95 | 0.95 | 0.95 | 0.95 | 0.95 | 0.35 | 0.35 | 0.35 | 0.35 | 0.35 | 0.35 | 0.35
SecondarySchool_Gym_EQUIP_2010_SPEED | Equipment |  | Wkdy ¦ Default | 2014-07-01 | 2014-09-01 | Hourly | 0.25 | 0.25 | 0.25 | 0.25 | 0.25 | 0.25 | 0.25 | 0.25 | 0.5 | 0.5 | 0.5 | 0.5 | 0.5 | 0.5 | 0.5 | 0.5 | 0.5 | 0.25 | 0.25 | 0.25 | 0.25 | 0.25 | 0.25 | 0.25
SecondarySchool_Gym_EQUIP_2010_SPEED | Equipment |  | Wkdy ¦ Default | 2014-09-01 | 2014-12-31 | Hourly | 0.35 | 0.35 | 0.35 | 0.35 | 0.35 | 0.35 | 0.35 | 0.35 | 0.95 | 0.95 | 0.95 | 0.95 | 0.95 | 0.95 | 0.95 | 0.95 | 0.95 | 0.35 | 0.35 | 0.35 | 0.35 | 0.35 | 0.35 | 0.35
SecondarySchool_Gym_LIGHT_2013_SPEED | Lighting |  | WntrDsn | 2014-01-01 | 2014-12-31 | Constant | Hr 1: 0
SecondarySchool_Gym_LIGHT_2013_SPEED | Lighting |  | SmrDsn | 2014-01-01 | 2014-12-31 | Constant | bar: Hr 1
SecondarySchool_Gym_LIGHT_2013_SPEED | Lighting |  | Sun | 2014-01-01 | 2014-06-30 | Constant | Hr 1: 0.1773
SecondarySchool_Gym_LIGHT_2013_SPEED | Lighting |  | Sun | 2014-07-01 | 2014-09-01 | Constant | Hr 1: 0.1773
SecondarySchool_Gym_LIGHT_2013_SPEED | Lighting |  | Sun | 2014-09-01 | 2014-12-31 | Constant | Hr 1: 0.1773
SecondarySchool_Gym_LIGHT_2013_SPEED | Lighting |  | Sat | 2014-01-01 | 2014-06-30 | Constant | Hr 1: 0.1773
SecondarySchool_Gym_LIGHT_2013_SPEED | Lighting |  | Sat | 2014-07-01 | 2014-09-01 | Constant | Hr 1: 0.1773
SecondarySchool_Gym_LIGHT_2013_SPEED | Lighting |  | Sat | 2014-09-01 | 2014-12-31 | Constant | Hr 1: 0.1773
SecondarySchool_Gym_LIGHT_2013_SPEED | Lighting |  | Wkdy ¦ Default | 2014-01-01 | 2014-06-30 | Hourly | 0.1773 | 0.1773 | 0.1773 | 0.1773 | 0.1773 | 0.1773 | 0.1773 | 0.9 | 0.88182 | 0.88182 | 0.88182 | 0.88182 | 0.88182 | 0.88182 | 0.88182 | 0.88182 | 0.88182 | 0.88182 | 0.88182 | 0.88182 | 0.88182 | 0.1773 | 0.1773 | 0.1773
SecondarySchool_Gym_LIGHT_2013_SPEED | Lighting |  | Wkdy ¦ Default | 2014-07-01 | 2014-09-01 | Hourly | 0.1773 | 0.1773 | 0.1773 | 0.1773 | 0.1773 | 0.1773 | 0.1773 | 0.1773 | 0.4899 | 0.4899 | 0.4899 | 0.4899 | 0.4899 | 0.4899 | 0.4899 | 0.4899 | 0.4899 | 0.4899 | 0.4899 | 0.4899 | 0.17372 | 0.1773 | 0.1773 | 0.1773
SecondarySchool_Gym_LIGHT_2013_SPEED | Lighting |  | Wkdy ¦ Default | 2014-09-01 | 2014-12-31 | Hourly | 0.1773 | 0.1773 | 0.1773 | 0.1773 | 0.1773 | 0.1773 | 0.1773 | 0.9 | 0.88182 | 0.88182 | 0.88182 | 0.88182 | 0.88182 | 0.88182 | 0.88182 | 0.88182 | 0.88182 | 0.88182 | 0.88182 | 0.88182 | 0.88182 | 0.1773 | 0.1773 | 0.1773
SecondarySchool_Gym_EQUIP_2013_SPEED | Equipment |  | WntrDsn | 2014-01-01 | 2014-12-31 | Constant | Hr 1: 0
SecondarySchool_Gym_EQUIP_2013_SPEED | Equipment |  | SmrDsn | 2014-01-01 | 2014-12-31 | Constant | bar: Hr 1
SecondarySchool_Gym_EQUIP_2013_SPEED | Equipment |  | Sun | 2014-01-01 | 2014-06-30 | Constant | Hr 1: 0.29562
SecondarySchool_Gym_EQUIP_2013_SPEED | Equipment |  | Sun | 2014-07-01 | 2014-09-01 | Constant | Hr 1: 0.21116
SecondarySchool_Gym_EQUIP_2013_SPEED | Equipment |  | Sun | 2014-09-01 | 2014-12-31 | Constant | Hr 1: 0.29562
SecondarySchool_Gym_EQUIP_2013_SPEED | Equipment |  | Sat | 2014-01-01 | 2014-06-30 | Constant | Hr 1: 0.29562
SecondarySchool_Gym_EQUIP_2013_SPEED | Equipment |  | Sat | 2014-07-01 | 2014-09-01 | Constant | Hr 1: 0.21116
SecondarySchool_Gym_EQUIP_2013_SPEED | Equipment |  | Sat | 2014-09-01 | 2014-12-31 | Constant | Hr 1: 0.29562
SecondarySchool_Gym_EQUIP_2013_SPEED | Equipment |  | Wkdy ¦ Default | 2014-01-01 | 2014-06-30 | Hourly | 0.29562 | 0.29562 | 0.29562 | 0.29562 | 0.29562 | 0.29562 | 0.29562 | 0.29562 | 0.90367 | 0.90367 | 0.90367 | 0.90367 | 0.90367 | 0.90367 | 0.90367 | 0.90367 | 0.90367 | 0.33293 | 0.33293 | 0.33293 | 0.33293 | 0.29562 | 0.29562 | 0.29562
SecondarySchool_Gym_EQUIP_2013_SPEED | Equipment |  | Wkdy ¦ Default | 2014-07-01 | 2014-09-01 | Hourly | 0.21116 | 0.21116 | 0.21116 | 0.21116 | 0.21116 | 0.21116 | 0.21116 | 0.21116 | 0.47562 | 0.47562 | 0.47562 | 0.47562 | 0.47562 | 0.47562 | 0.47562 | 0.47562 | 0.47562 | 0.23781 | 0.23781 | 0.23781 | 0.23781 | 0.21116 | 0.21116 | 0.21116
SecondarySchool_Gym_EQUIP_2013_SPEED | Equipment |  | Wkdy ¦ Default | 2014-09-01 | 2014-12-31 | Hourly | 0.29562 | 0.29562 | 0.29562 | 0.29562 | 0.29562 | 0.29562 | 0.29562 | 0.29562 | 0.90367 | 0.90367 | 0.90367 | 0.90367 | 0.90367 | 0.90367 | 0.90367 | 0.90367 | 0.90367 | 0.33293 | 0.33293 | 0.33293 | 0.33293 | 0.29562 | 0.29562 | 0.29562
SecondarySchool_Gym_INFIL_SPEED | Infiltration |  | WntrDsn | 2014-01-01 | 2014-12-31 | Constant | bar: Hr 1
SecondarySchool_Gym_INFIL_SPEED | Infiltration |  | SmrDsn | 2014-01-01 | 2014-12-31 | Constant | bar: Hr 1
SecondarySchool_Gym_INFIL_SPEED | Infiltration |  | Sun | 2014-01-01 | 2014-12-31 | Constant | bar: Hr 1
SecondarySchool_Gym_INFIL_SPEED | Infiltration |  | Sat | 2014-01-01 | 2014-12-31 | Constant | bar: Hr 1
SecondarySchool_Gym_INFIL_SPEED | Infiltration |  | Wkdy ¦ Default | 2014-01-01 | 2014-06-15 | Hourly | 1 | 1 | 1 | 1 | 1 | 1 | 1 | 1 | 0.5 | 0.5 | 0.5 | 0.5 | 0.5 | 0.5 | 0.5 | 0.5 | 0.5 | 0.5 | 0.5 | 0.5 | 0.5 | 1 | 1 | 1
SecondarySchool_Gym_INFIL_SPEED | Infiltration |  | Wkdy ¦ Default | 2014-06-16 | 2014-09-15 | Hourly | 1 | 1 | 1 | 1 | 1 | 1 | 1 | 1 | 0.5 | 0.5 | 0.5 | 0.5 | 0.5 | 0.5 | 0.5 | 0.5 | 0.5 | 0.5 | 0.5 | 0.5 | 0.5 | 1 | 1 | 1
SecondarySchool_Gym_INFIL_SPEED | Infiltration |  | Wkdy ¦ Default | 2014-09-16 | 2014-12-31 | Hourly | 1 | 1 | 1 | 1 | 1 | 1 | 1 | 1 | 0.5 | 0.5 | 0.5 | 0.5 | 0.5 | 0.5 | 0.5 | 0.5 | 0.5 | 0.5 | 0.5 | 0.5 | 0.5 | 1 | 1 | 1
SecondarySchool_Gym_ACTIVITY_SPEED | Activity | W | WntrDsn | 2014-01-01 | 2014-12-31 | Constant | Hr 1: 120
SecondarySchool_Gym_ACTIVITY_SPEED | Activity | W | SmrDsn | 2014-01-01 | 2014-12-31 | Constant | Hr 1: 120
SecondarySchool_Gym_ACTIVITY_SPEED | Activity | W | Sun | 2014-01-01 | 2014-12-31 | Constant | Hr 1: 120
SecondarySchool_Gym_ACTIVITY_SPEED | Activity | W | Sat | 2014-01-01 | 2014-12-31 | Constant | Hr 1: 120
SecondarySchool_Gym_ACTIVITY_SPEED | Activity | W | Wkdy ¦ Default | 2014-01-01 | 2014-12-31 | Constant | Hr 1: 120
SecondarySchool_Gym_OA_SPEED | OA Air |  | WntrDsn | 2014-01-01 | 2014-12-31 | Constant | bar: Hr 1
SecondarySchool_Gym_OA_SPEED | OA Air |  | SmrDsn | 2014-01-01 | 2014-12-31 | Constant | bar: Hr 1
SecondarySchool_Gym_OA_SPEED | OA Air |  | Sun | 2014-01-01 | 2014-12-31 | Constant | Hr 1: 0
SecondarySchool_Gym_OA_SPEED | OA Air |  | Sat | 2014-01-01 | 2014-12-31 | Constant | Hr 1: 0
SecondarySchool_Gym_OA_SPEED | OA Air |  | Wkdy ¦ Default | 2014-01-01 | 2014-06-15 | Hourly | 0 | 0 | 0 | 0 | 0 | 0 | 0 | 0 | 1 | 1 | 1 | 1 | 1 | 1 | 1 | 1 | 1 | 1 | 1 | 1 | 1 | 0 | 0 | 0
SecondarySchool_Gym_OA_SPEED | OA Air |  | Wkdy ¦ Default | 2014-06-16 | 2014-09-15 | Hourly | 0 | 0 | 0 | 0 | 0 | 0 | 0 | 0 | 1 | 1 | 1 | 1 | 1 | 1 | 1 | 1 | 1 | 1 | 1 | 1 | 1 | 0 | 0 | 0
SecondarySchool_Gym_OA_SPEED | OA Air |  | Wkdy ¦ Default | 2014-09-16 | 2014-12-31 | Hourly | 0 | 0 | 0 | 0 | 0 | 0 | 0 | 0 | 1 | 1 | 1 | 1 | 1 | 1 | 1 | 1 | 1 | 1 | 1 | 1 | 1 | 0 | 0 | 0
SecondarySchool_Office_CLGSETP_SPEED | Thermostat Setpoint | C | WntrDsn | 2014-01-01 | 2014-12-31 | Constant | Hr 1: 23.9
SecondarySchool_Office_CLGSETP_SPEED | Thermostat Setpoint | C | SmrDsn | 2014-01-01 | 2014-12-31 | Constant | Hr 1: 23.9
SecondarySchool_Office_CLGSETP_SPEED | Thermostat Setpoint | C | Sun | 2014-01-01 | 2014-12-31 | Constant | Hr 1: 25.6
SecondarySchool_Office_CLGSETP_SPEED | Thermostat Setpoint | C | Sat | 2014-01-01 | 2014-12-31 | Constant | Hr 1: 25.6
SecondarySchool_Office_CLGSETP_SPEED | Thermostat Setpoint | C | Wkdy ¦ Default | 2014-01-01 | 2014-06-15 | Hourly | 25.6 | 25.6 | 25.6 | 25.6 | 25.6 | 25.6 | 25.6 | 25.6 | 23.9 | 23.9 | 23.9 | 23.9 | 23.9 | 23.9 | 23.9 | 23.9 | 23.9 | 23.9 | 23.9 | 23.9 | 23.9 | 25.6 | 25.6 | 25.6
SecondarySchool_Office_CLGSETP_SPEED | Thermostat Setpoint | C | Wkdy ¦ Default | 2014-06-16 | 2014-09-15 | Hourly | 25.6 | 25.6 | 25.6 | 25.6 | 25.6 | 25.6 | 25.6 | 25.6 | 23.9 | 23.9 | 23.9 | 23.9 | 23.9 | 23.9 | 23.9 | 23.9 | 23.9 | 23.9 | 23.9 | 23.9 | 23.9 | 25.6 | 25.6 | 25.6
SecondarySchool_Office_CLGSETP_SPEED | Thermostat Setpoint | C | Wkdy ¦ Default | 2014-09-16 | 2014-12-31 | Hourly | 25.6 | 25.6 | 25.6 | 25.6 | 25.6 | 25.6 | 25.6 | 25.6 | 23.9 | 23.9 | 23.9 | 23.9 | 23.9 | 23.9 | 23.9 | 23.9 | 23.9 | 23.9 | 23.9 | 23.9 | 23.9 | 25.6 | 25.6 | 25.6
SecondarySchool_Office_HTGSETP_SPEED | Thermostat Setpoint | C | WntrDsn | 2014-01-01 | 2014-12-31 | Constant | Hr 1: 21.1
SecondarySchool_Office_HTGSETP_SPEED | Thermostat Setpoint | C | SmrDsn | 2014-01-01 | 2014-12-31 | Constant | Hr 1: 21.1
SecondarySchool_Office_HTGSETP_SPEED | Thermostat Setpoint | C | Sun | 2014-01-01 | 2014-12-31 | Constant | Hr 1: 19.4
SecondarySchool_Office_HTGSETP_SPEED | Thermostat Setpoint | C | Sat | 2014-01-01 | 2014-12-31 | Constant | Hr 1: 19.4
SecondarySchool_Office_HTGSETP_SPEED | Thermostat Setpoint | C | Wkdy ¦ Default | 2014-01-01 | 2014-06-15 | Hourly | 19.4 | 19.4 | 19.4 | 19.4 | 19.4 | 19.4 | 19.4 | 19.4 | 21.1 | 21.1 | 21.1 | 21.1 | 21.1 | 21.1 | 21.1 | 21.1 | 21.1 | 21.1 | 21.1 | 21.1 | 21.1 | 19.4 | 19.4 | 19.4
SecondarySchool_Office_HTGSETP_SPEED | Thermostat Setpoint | C | Wkdy ¦ Default | 2014-06-16 | 2014-09-15 | Hourly | 19.4 | 19.4 | 19.4 | 19.4 | 19.4 | 19.4 | 19.4 | 19.4 | 21.1 | 21.1 | 21.1 | 21.1 | 21.1 | 21.1 | 21.1 | 21.1 | 21.1 | 21.1 | 21.1 | 21.1 | 21.1 | 19.4 | 19.4 | 19.4
SecondarySchool_Office_HTGSETP_SPEED | Thermostat Setpoint | C | Wkdy ¦ Default | 2014-09-16 | 2014-12-31 | Hourly | 19.4 | 19.4 | 19.4 | 19.4 | 19.4 | 19.4 | 19.4 | 19.4 | 21.1 | 21.1 | 21.1 | 21.1 | 21.1 | 21.1 | 21.1 | 21.1 | 21.1 | 21.1 | 21.1 | 21.1 | 21.1 | 19.4 | 19.4 | 19.4
SecondarySchool_Office_OCC_SPEED | Occupancy |  | WntrDsn | 2014-01-01 | 2014-12-31 | Constant | Hr 1: 0
SecondarySchool_Office_OCC_SPEED | Occupancy |  | SmrDsn | 2014-01-01 | 2014-12-31 | Constant | bar: Hr 1
SecondarySchool_Office_OCC_SPEED | Occupancy |  | Sun | 2014-01-01 | 2014-12-31 | Constant | Hr 1: 0
SecondarySchool_Office_OCC_SPEED | Occupancy |  | Sat | 2014-01-01 | 2014-12-31 | Constant | Hr 1: 0
SecondarySchool_Office_OCC_SPEED | Occupancy |  | Wkdy ¦ Default | 2014-01-01 | 2014-06-30 | Hourly | 0 | 0 | 0 | 0 | 0 | 0 | 0 | 0 | 0.95 | 0.95 | 0.95 | 0.95 | 0.95 | 0.95 | 0.95 | 0.95 | 0.95 | 0.15 | 0.15 | 0.15 | 0.15 | 0 | 0 | 0
SecondarySchool_Office_OCC_SPEED | Occupancy |  | Wkdy ¦ Default | 2014-07-01 | 2014-09-01 | Hourly | 0 | 0 | 0 | 0 | 0 | 0 | 0 | 0 | 0.5 | 0.5 | 0.5 | 0.5 | 0.5 | 0.5 | 0.5 | 0.5 | 0.5 | 0.15 | 0.15 | 0.15 | 0.15 | 0 | 0 | 0
SecondarySchool_Office_OCC_SPEED | Occupancy |  | Wkdy ¦ Default | 2014-09-01 | 2014-12-31 | Hourly | 0 | 0 | 0 | 0 | 0 | 0 | 0 | 0 | 0.95 | 0.95 | 0.95 | 0.95 | 0.95 | 0.95 | 0.95 | 0.95 | 0.95 | 0.15 | 0.15 | 0.15 | 0.15 | 0 | 0 | 0
SecondarySchool_Office_LIGHT_2007_SPEED | Lighting |  | WntrDsn | 2014-01-01 | 2014-12-31 | Constant | Hr 1: 0
SecondarySchool_Office_LIGHT_2007_SPEED | Lighting |  | SmrDsn | 2014-01-01 | 2014-12-31 | Constant | bar: Hr 1
SecondarySchool_Office_LIGHT_2007_SPEED | Lighting |  | Sun | 2014-01-01 | 2014-06-30 | Constant | Hr 1: 0.1773
SecondarySchool_Office_LIGHT_2007_SPEED | Lighting |  | Sun | 2014-07-01 | 2014-09-01 | Constant | Hr 1: 0.1773
SecondarySchool_Office_LIGHT_2007_SPEED | Lighting |  | Sun | 2014-09-01 | 2014-12-31 | Constant | Hr 1: 0.1773
SecondarySchool_Office_LIGHT_2007_SPEED | Lighting |  | Sat | 2014-01-01 | 2014-06-30 | Constant | Hr 1: 0.1773
SecondarySchool_Office_LIGHT_2007_SPEED | Lighting |  | Sat | 2014-07-01 | 2014-09-01 | Constant | Hr 1: 0.1773
SecondarySchool_Office_LIGHT_2007_SPEED | Lighting |  | Sat | 2014-09-01 | 2014-12-31 | Constant | Hr 1: 0.1773
SecondarySchool_Office_LIGHT_2007_SPEED | Lighting |  | Wkdy ¦ Default | 2014-01-01 | 2014-06-30 | Hourly | 0.1773 | 0.1773 | 0.1773 | 0.1773 | 0.1773 | 0.1773 | 0.1773 | 0.9 | 0.9 | 0.9 | 0.9 | 0.9 | 0.9 | 0.9 | 0.9 | 0.9 | 0.9 | 0.9 | 0.9 | 0.9 | 0.9 | 0.1773 | 0.1773 | 0.1773
SecondarySchool_Office_LIGHT_2007_SPEED | Lighting |  | Wkdy ¦ Default | 2014-07-01 | 2014-09-01 | Hourly | 0.1773 | 0.1773 | 0.1773 | 0.1773 | 0.1773 | 0.1773 | 0.1773 | 0.1773 | 0.5 | 0.5 | 0.5 | 0.5 | 0.5 | 0.5 | 0.5 | 0.5 | 0.5 | 0.5 | 0.5 | 0.5 | 0.1773 | 0.1773 | 0.1773 | 0.1773
SecondarySchool_Office_LIGHT_2007_SPEED | Lighting |  | Wkdy ¦ Default | 2014-09-01 | 2014-12-31 | Hourly | 0.1773 | 0.1773 | 0.1773 | 0.1773 | 0.1773 | 0.1773 | 0.1773 | 0.9 | 0.9 | 0.9 | 0.9 | 0.9 | 0.9 | 0.9 | 0.9 | 0.9 | 0.9 | 0.9 | 0.9 | 0.9 | 0.9 | 0.1773 | 0.1773 | 0.1773
SecondarySchool_Office_EQUIP_2007_SPEED | Equipment |  | WntrDsn | 2014-01-01 | 2014-12-31 | Constant | Hr 1: 0
SecondarySchool_Office_EQUIP_2007_SPEED | Equipment |  | SmrDsn | 2014-01-01 | 2014-12-31 | Constant | bar: Hr 1
SecondarySchool_Office_EQUIP_2007_SPEED | Equipment |  | Sun | 2014-01-01 | 2014-06-30 | Constant | Hr 1: 0.35
SecondarySchool_Office_EQUIP_2007_SPEED | Equipment |  | Sun | 2014-07-01 | 2014-09-01 | Constant | Hr 1: 0.25
SecondarySchool_Office_EQUIP_2007_SPEED | Equipment |  | Sun | 2014-09-01 | 2014-12-31 | Constant | Hr 1: 0.35
SecondarySchool_Office_EQUIP_2007_SPEED | Equipment |  | Sat | 2014-01-01 | 2014-06-30 | Constant | Hr 1: 0.35
SecondarySchool_Office_EQUIP_2007_SPEED | Equipment |  | Sat | 2014-07-01 | 2014-09-01 | Constant | Hr 1: 0.25
SecondarySchool_Office_EQUIP_2007_SPEED | Equipment |  | Sat | 2014-09-01 | 2014-12-31 | Constant | Hr 1: 0.35
SecondarySchool_Office_EQUIP_2007_SPEED | Equipment |  | Wkdy ¦ Default | 2014-01-01 | 2014-06-30 | Hourly | 0.35 | 0.35 | 0.35 | 0.35 | 0.35 | 0.35 | 0.35 | 0.35 | 0.95 | 0.95 | 0.95 | 0.95 | 0.95 | 0.95 | 0.95 | 0.95 | 0.95 | 0.35 | 0.35 | 0.35 | 0.35 | 0.35 | 0.35 | 0.35
SecondarySchool_Office_EQUIP_2007_SPEED | Equipment |  | Wkdy ¦ Default | 2014-07-01 | 2014-09-01 | Hourly | 0.25 | 0.25 | 0.25 | 0.25 | 0.25 | 0.25 | 0.25 | 0.25 | 0.5 | 0.5 | 0.5 | 0.5 | 0.5 | 0.5 | 0.5 | 0.5 | 0.5 | 0.25 | 0.25 | 0.25 | 0.25 | 0.25 | 0.25 | 0.25
SecondarySchool_Office_EQUIP_2007_SPEED | Equipment |  | Wkdy ¦ Default | 2014-09-01 | 2014-12-31 | Hourly | 0.35 | 0.35 | 0.35 | 0.35 | 0.35 | 0.35 | 0.35 | 0.35 | 0.95 | 0.95 | 0.95 | 0.95 | 0.95 | 0.95 | 0.95 | 0.95 | 0.95 | 0.35 | 0.35 | 0.35 | 0.35 | 0.35 | 0.35 | 0.35
SecondarySchool_Office_LIGHT_2010_SPEED | Lighting |  | WntrDsn | 2014-01-01 | 2014-12-31 | Constant | Hr 1: 0
SecondarySchool_Office_LIGHT_2010_SPEED | Lighting |  | SmrDsn | 2014-01-01 | 2014-12-31 | Constant | bar: Hr 1
SecondarySchool_Office_LIGHT_2010_SPEED | Lighting |  | Sun | 2014-01-01 | 2014-06-30 | Constant | Hr 1: 0.1773
SecondarySchool_Office_LIGHT_2010_SPEED | Lighting |  | Sun | 2014-07-01 | 2014-09-01 | Constant | Hr 1: 0.1773
SecondarySchool_Office_LIGHT_2010_SPEED | Lighting |  | Sun | 2014-09-01 | 2014-12-31 | Constant | Hr 1: 0.1773
SecondarySchool_Office_LIGHT_2010_SPEED | Lighting |  | Sat | 2014-01-01 | 2014-06-30 | Constant | Hr 1: 0.1773
SecondarySchool_Office_LIGHT_2010_SPEED | Lighting |  | Sat | 2014-07-01 | 2014-09-01 | Constant | Hr 1: 0.1773
SecondarySchool_Office_LIGHT_2010_SPEED | Lighting |  | Sat | 2014-09-01 | 2014-12-31 | Constant | Hr 1: 0.1773
SecondarySchool_Office_LIGHT_2010_SPEED | Lighting |  | Wkdy ¦ Default | 2014-01-01 | 2014-06-30 | Hourly | 0.1773 | 0.1773 | 0.1773 | 0.1773 | 0.1773 | 0.1773 | 0.1773 | 0.9 | 0.78075 | 0.78075 | 0.78075 | 0.78075 | 0.78075 | 0.78075 | 0.78075 | 0.78075 | 0.78075 | 0.78075 | 0.78075 | 0.78075 | 0.78075 | 0.1773 | 0.1773 | 0.1773
SecondarySchool_Office_LIGHT_2010_SPEED | Lighting |  | Wkdy ¦ Default | 2014-07-01 | 2014-09-01 | Hourly | 0.1773 | 0.1773 | 0.1773 | 0.1773 | 0.1773 | 0.1773 | 0.1773 | 0.1773 | 0.43375 | 0.43375 | 0.43375 | 0.43375 | 0.43375 | 0.43375 | 0.43375 | 0.43375 | 0.43375 | 0.43375 | 0.43375 | 0.43375 | 0.1773 | 0.1773 | 0.1773 | 0.1773
SecondarySchool_Office_LIGHT_2010_SPEED | Lighting |  | Wkdy ¦ Default | 2014-09-01 | 2014-12-31 | Hourly | 0.1773 | 0.1773 | 0.1773 | 0.1773 | 0.1773 | 0.1773 | 0.1773 | 0.9 | 0.78075 | 0.78075 | 0.78075 | 0.78075 | 0.78075 | 0.78075 | 0.78075 | 0.78075 | 0.78075 | 0.78075 | 0.78075 | 0.78075 | 0.78075 | 0.1773 | 0.1773 | 0.1773
SecondarySchool_Office_EQUIP_2010_SPEED | Equipment |  | WntrDsn | 2014-01-01 | 2014-12-31 | Constant | Hr 1: 0
SecondarySchool_Office_EQUIP_2010_SPEED | Equipment |  | SmrDsn | 2014-01-01 | 2014-12-31 | Constant | bar: Hr 1
SecondarySchool_Office_EQUIP_2010_SPEED | Equipment |  | Sun | 2014-01-01 | 2014-06-30 | Constant | Hr 1: 0.35
SecondarySchool_Office_EQUIP_2010_SPEED | Equipment |  | Sun | 2014-07-01 | 2014-09-01 | Constant | Hr 1: 0.25
SecondarySchool_Office_EQUIP_2010_SPEED | Equipment |  | Sun | 2014-09-01 | 2014-12-31 | Constant | Hr 1: 0.35
SecondarySchool_Office_EQUIP_2010_SPEED | Equipment |  | Sat | 2014-01-01 | 2014-06-30 | Constant | Hr 1: 0.35
SecondarySchool_Office_EQUIP_2010_SPEED | Equipment |  | Sat | 2014-07-01 | 2014-09-01 | Constant | Hr 1: 0.25
SecondarySchool_Office_EQUIP_2010_SPEED | Equipment |  | Sat | 2014-09-01 | 2014-12-31 | Constant | Hr 1: 0.35
SecondarySchool_Office_EQUIP_2010_SPEED | Equipment |  | Wkdy ¦ Default | 2014-01-01 | 2014-06-30 | Hourly | 0.35 | 0.35 | 0.35 | 0.35 | 0.35 | 0.35 | 0.35 | 0.35 | 0.95 | 0.95 | 0.95 | 0.95 | 0.95 | 0.95 | 0.95 | 0.95 | 0.95 | 0.35 | 0.35 | 0.35 | 0.35 | 0.35 | 0.35 | 0.35
SecondarySchool_Office_EQUIP_2010_SPEED | Equipment |  | Wkdy ¦ Default | 2014-07-01 | 2014-09-01 | Hourly | 0.25 | 0.25 | 0.25 | 0.25 | 0.25 | 0.25 | 0.25 | 0.25 | 0.5 | 0.5 | 0.5 | 0.5 | 0.5 | 0.5 | 0.5 | 0.5 | 0.5 | 0.25 | 0.25 | 0.25 | 0.25 | 0.25 | 0.25 | 0.25
SecondarySchool_Office_EQUIP_2010_SPEED | Equipment |  | Wkdy ¦ Default | 2014-09-01 | 2014-12-31 | Hourly | 0.35 | 0.35 | 0.35 | 0.35 | 0.35 | 0.35 | 0.35 | 0.35 | 0.95 | 0.95 | 0.95 | 0.95 | 0.95 | 0.95 | 0.95 | 0.95 | 0.95 | 0.35 | 0.35 | 0.35 | 0.35 | 0.35 | 0.35 | 0.35
SecondarySchool_Office_LIGHT_2013_SPEED | Lighting |  | WntrDsn | 2014-01-01 | 2014-12-31 | Constant | Hr 1: 0
SecondarySchool_Office_LIGHT_2013_SPEED | Lighting |  | SmrDsn | 2014-01-01 | 2014-12-31 | Constant | bar: Hr 1
SecondarySchool_Office_LIGHT_2013_SPEED | Lighting |  | Sun | 2014-01-01 | 2014-06-30 | Constant | Hr 1: 0.1773
SecondarySchool_Office_LIGHT_2013_SPEED | Lighting |  | Sun | 2014-07-01 | 2014-09-01 | Constant | Hr 1: 0.1773
SecondarySchool_Office_LIGHT_2013_SPEED | Lighting |  | Sun | 2014-09-01 | 2014-12-31 | Constant | Hr 1: 0.1773
SecondarySchool_Office_LIGHT_2013_SPEED | Lighting |  | Sat | 2014-01-01 | 2014-06-30 | Constant | Hr 1: 0.1773
SecondarySchool_Office_LIGHT_2013_SPEED | Lighting |  | Sat | 2014-07-01 | 2014-09-01 | Constant | Hr 1: 0.1773
SecondarySchool_Office_LIGHT_2013_SPEED | Lighting |  | Sat | 2014-09-01 | 2014-12-31 | Constant | Hr 1: 0.1773
SecondarySchool_Office_LIGHT_2013_SPEED | Lighting |  | Wkdy ¦ Default | 2014-01-01 | 2014-06-30 | Hourly | 0.1773 | 0.1773 | 0.1773 | 0.1773 | 0.1773 | 0.1773 | 0.1773 | 0.9 | 0.74796 | 0.74796 | 0.74796 | 0.74796 | 0.74796 | 0.74796 | 0.74796 | 0.74796 | 0.74796 | 0.74796 | 0.74796 | 0.74796 | 0.74796 | 0.1773 | 0.1773 | 0.1773
SecondarySchool_Office_LIGHT_2013_SPEED | Lighting |  | Wkdy ¦ Default | 2014-07-01 | 2014-09-01 | Hourly | 0.1773 | 0.1773 | 0.1773 | 0.1773 | 0.1773 | 0.1773 | 0.1773 | 0.1773 | 0.41553 | 0.41553 | 0.41553 | 0.41553 | 0.41553 | 0.41553 | 0.41553 | 0.41553 | 0.41553 | 0.41553 | 0.41553 | 0.41553 | 0.14735 | 0.1773 | 0.1773 | 0.1773
SecondarySchool_Office_LIGHT_2013_SPEED | Lighting |  | Wkdy ¦ Default | 2014-09-01 | 2014-12-31 | Hourly | 0.1773 | 0.1773 | 0.1773 | 0.1773 | 0.1773 | 0.1773 | 0.1773 | 0.9 | 0.74796 | 0.74796 | 0.74796 | 0.74796 | 0.74796 | 0.74796 | 0.74796 | 0.74796 | 0.74796 | 0.74796 | 0.74796 | 0.74796 | 0.74796 | 0.1773 | 0.1773 | 0.1773
SecondarySchool_Office_EQUIP_2013_SPEED | Equipment |  | WntrDsn | 2014-01-01 | 2014-12-31 | Constant | Hr 1: 0
SecondarySchool_Office_EQUIP_2013_SPEED | Equipment |  | SmrDsn | 2014-01-01 | 2014-12-31 | Constant | bar: Hr 1
SecondarySchool_Office_EQUIP_2013_SPEED | Equipment |  | Sun | 2014-01-01 | 2014-06-30 | Constant | Hr 1: 0.29562
SecondarySchool_Office_EQUIP_2013_SPEED | Equipment |  | Sun | 2014-07-01 | 2014-09-01 | Constant | Hr 1: 0.21116
SecondarySchool_Office_EQUIP_2013_SPEED | Equipment |  | Sun | 2014-09-01 | 2014-12-31 | Constant | Hr 1: 0.29562
SecondarySchool_Office_EQUIP_2013_SPEED | Equipment |  | Sat | 2014-01-01 | 2014-06-30 | Constant | Hr 1: 0.29562
SecondarySchool_Office_EQUIP_2013_SPEED | Equipment |  | Sat | 2014-07-01 | 2014-09-01 | Constant | Hr 1: 0.21116
SecondarySchool_Office_EQUIP_2013_SPEED | Equipment |  | Sat | 2014-09-01 | 2014-12-31 | Constant | Hr 1: 0.29562
SecondarySchool_Office_EQUIP_2013_SPEED | Equipment |  | Wkdy ¦ Default | 2014-01-01 | 2014-06-30 | Hourly | 0.29562 | 0.29562 | 0.29562 | 0.29562 | 0.29562 | 0.29562 | 0.29562 | 0.29562 | 0.90367 | 0.90367 | 0.90367 | 0.90367 | 0.90367 | 0.90367 | 0.90367 | 0.90367 | 0.90367 | 0.33293 | 0.33293 | 0.33293 | 0.33293 | 0.29562 | 0.29562 | 0.29562
SecondarySchool_Office_EQUIP_2013_SPEED | Equipment |  | Wkdy ¦ Default | 2014-07-01 | 2014-09-01 | Hourly | 0.21116 | 0.21116 | 0.21116 | 0.21116 | 0.21116 | 0.21116 | 0.21116 | 0.21116 | 0.47562 | 0.47562 | 0.47562 | 0.47562 | 0.47562 | 0.47562 | 0.47562 | 0.47562 | 0.47562 | 0.23781 | 0.23781 | 0.23781 | 0.23781 | 0.21116 | 0.21116 | 0.21116
SecondarySchool_Office_EQUIP_2013_SPEED | Equipment |  | Wkdy ¦ Default | 2014-09-01 | 2014-12-31 | Hourly | 0.29562 | 0.29562 | 0.29562 | 0.29562 | 0.29562 | 0.29562 | 0.29562 | 0.29562 | 0.90367 | 0.90367 | 0.90367 | 0.90367 | 0.90367 | 0.90367 | 0.90367 | 0.90367 | 0.90367 | 0.33293 | 0.33293 | 0.33293 | 0.33293 | 0.29562 | 0.29562 | 0.29562
SecondarySchool_Office_INFIL_SPEED | Infiltration |  | WntrDsn | 2014-01-01 | 2014-12-31 | Constant | bar: Hr 1
SecondarySchool_Office_INFIL_SPEED | Infiltration |  | SmrDsn | 2014-01-01 | 2014-12-31 | Constant | bar: Hr 1
SecondarySchool_Office_INFIL_SPEED | Infiltration |  | Sun | 2014-01-01 | 2014-12-31 | Constant | bar: Hr 1
SecondarySchool_Office_INFIL_SPEED | Infiltration |  | Sat | 2014-01-01 | 2014-12-31 | Constant | bar: Hr 1
SecondarySchool_Office_INFIL_SPEED | Infiltration |  | Wkdy ¦ Default | 2014-01-01 | 2014-06-15 | Hourly | 1 | 1 | 1 | 1 | 1 | 1 | 1 | 1 | 0.5 | 0.5 | 0.5 | 0.5 | 0.5 | 0.5 | 0.5 | 0.5 | 0.5 | 0.5 | 0.5 | 0.5 | 0.5 | 1 | 1 | 1
SecondarySchool_Office_INFIL_SPEED | Infiltration |  | Wkdy ¦ Default | 2014-06-16 | 2014-09-15 | Hourly | 1 | 1 | 1 | 1 | 1 | 1 | 1 | 1 | 0.5 | 0.5 | 0.5 | 0.5 | 0.5 | 0.5 | 0.5 | 0.5 | 0.5 | 0.5 | 0.5 | 0.5 | 0.5 | 1 | 1 | 1
SecondarySchool_Office_INFIL_SPEED | Infiltration |  | Wkdy ¦ Default | 2014-09-16 | 2014-12-31 | Hourly | 1 | 1 | 1 | 1 | 1 | 1 | 1 | 1 | 0.5 | 0.5 | 0.5 | 0.5 | 0.5 | 0.5 | 0.5 | 0.5 | 0.5 | 0.5 | 0.5 | 0.5 | 0.5 | 1 | 1 | 1
SecondarySchool_Office_ACTIVITY_SPEED | Activity | W | WntrDsn | 2014-01-01 | 2014-12-31 | Constant | Hr 1: 120
SecondarySchool_Office_ACTIVITY_SPEED | Activity | W | SmrDsn | 2014-01-01 | 2014-12-31 | Constant | Hr 1: 120
SecondarySchool_Office_ACTIVITY_SPEED | Activity | W | Sun | 2014-01-01 | 2014-12-31 | Constant | Hr 1: 120
SecondarySchool_Office_ACTIVITY_SPEED | Activity | W | Sat | 2014-01-01 | 2014-12-31 | Constant | Hr 1: 120
SecondarySchool_Office_ACTIVITY_SPEED | Activity | W | Wkdy ¦ Default | 2014-01-01 | 2014-12-31 | Constant | Hr 1: 120
SecondarySchool_Office_OA_SPEED | OA Air |  | WntrDsn | 2014-01-01 | 2014-12-31 | Constant | bar: Hr 1
SecondarySchool_Office_OA_SPEED | OA Air |  | SmrDsn | 2014-01-01 | 2014-12-31 | Constant | bar: Hr 1
SecondarySchool_Office_OA_SPEED | OA Air |  | Sun | 2014-01-01 | 2014-12-31 | Constant | Hr 1: 0
SecondarySchool_Office_OA_SPEED | OA Air |  | Sat | 2014-01-01 | 2014-12-31 | Constant | Hr 1: 0
SecondarySchool_Office_OA_SPEED | OA Air |  | Wkdy ¦ Default | 2014-01-01 | 2014-06-15 | Hourly | 0 | 0 | 0 | 0 | 0 | 0 | 0 | 0 | 1 | 1 | 1 | 1 | 1 | 1 | 1 | 1 | 1 | 1 | 1 | 1 | 1 | 0 | 0 | 0
SecondarySchool_Office_OA_SPEED | OA Air |  | Wkdy ¦ Default | 2014-06-16 | 2014-09-15 | Hourly | 0 | 0 | 0 | 0 | 0 | 0 | 0 | 0 | 1 | 1 | 1 | 1 | 1 | 1 | 1 | 1 | 1 | 1 | 1 | 1 | 1 | 0 | 0 | 0
SecondarySchool_Office_OA_SPEED | OA Air |  | Wkdy ¦ Default | 2014-09-16 | 2014-12-31 | Hourly | 0 | 0 | 0 | 0 | 0 | 0 | 0 | 0 | 1 | 1 | 1 | 1 | 1 | 1 | 1 | 1 | 1 | 1 | 1 | 1 | 1 | 0 | 0 | 0
Office_BreakRoom_Small_CLGSETP_SPEED | Thermostat Setpoint | C | WntrDsn | 2014-01-01 | 2014-12-31 | Constant | Hr 1: 23.9
Office_BreakRoom_Small_CLGSETP_SPEED | Thermostat Setpoint | C | SmrDsn | 2014-01-01 | 2014-12-31 | Constant | Hr 1: 23.9
Office_BreakRoom_Small_CLGSETP_SPEED | Thermostat Setpoint | C | Sun | 2014-01-01 | 2014-12-31 | Constant | Hr 1: 25.6
Office_BreakRoom_Small_CLGSETP_SPEED | Thermostat Setpoint | C | Sat | 2014-01-01 | 2014-12-31 | Constant | Hr 1: 25.6
Office_BreakRoom_Small_CLGSETP_SPEED | Thermostat Setpoint | C | Wkdy ¦ Default | 2014-01-01 | 2014-12-31 | Hourly | 25.6 | 25.6 | 25.6 | 25.6 | 25.6 | 25.6 | 23.9 | 23.9 | 23.9 | 23.9 | 23.9 | 23.9 | 23.9 | 23.9 | 23.9 | 23.9 | 23.9 | 23.9 | 23.9 | 23.9 | 23.9 | 23.9 | 25.6 | 25.6
Office_BreakRoom_Small_HTGSETP_SPEED | Thermostat Setpoint | C | WntrDsn | 2014-01-01 | 2014-12-31 | Constant | Hr 1: 21.1
Office_BreakRoom_Small_HTGSETP_SPEED | Thermostat Setpoint | C | SmrDsn | 2014-01-01 | 2014-12-31 | Constant | Hr 1: 21.1
Office_BreakRoom_Small_HTGSETP_SPEED | Thermostat Setpoint | C | Sun | 2014-01-01 | 2014-12-31 | Constant | Hr 1: 19.4
Office_BreakRoom_Small_HTGSETP_SPEED | Thermostat Setpoint | C | Sat | 2014-01-01 | 2014-12-31 | Constant | Hr 1: 19.4
Office_BreakRoom_Small_HTGSETP_SPEED | Thermostat Setpoint | C | Wkdy ¦ Default | 2014-01-01 | 2014-12-31 | Hourly | 19.4 | 19.4 | 19.4 | 19.4 | 19.4 | 19.4 | 21.1 | 21.1 | 21.1 | 21.1 | 21.1 | 21.1 | 21.1 | 21.1 | 21.1 | 21.1 | 21.1 | 21.1 | 21.1 | 21.1 | 21.1 | 21.1 | 19.4 | 19.4
Office_BreakRoom_Small_OCC_SPEED | Occupancy |  | WntrDsn | 2014-01-01 | 2014-12-31 | Constant | Hr 1: 0
Office_BreakRoom_Small_OCC_SPEED | Occupancy |  | SmrDsn | 2014-01-01 | 2014-12-31 | Constant | bar: Hr 1
Office_BreakRoom_Small_OCC_SPEED | Occupancy |  | Sun | 2014-01-01 | 2014-12-31 | Constant | Hr 1: 0
Office_BreakRoom_Small_OCC_SPEED | Occupancy |  | Sat | 2014-01-01 | 2014-12-31 | Constant | Hr 1: 0
Office_BreakRoom_Small_OCC_SPEED | Occupancy |  | Wkdy ¦ Default | 2014-01-01 | 2014-12-31 | Hourly | 0 | 0 | 0 | 0 | 0 | 0 | 0.11 | 0.21 | 1 | 1 | 1 | 1 | 0.53 | 1 | 1 | 1 | 1 | 0.32 | 0.11 | 0.11 | 0.11 | 0.11 | 0.05 | 0
Office_BreakRoom_Small_LIGHT_2007_SPEED | Lighting |  | WntrDsn | 2014-01-01 | 2014-12-31 | Constant | Hr 1: 0
Office_BreakRoom_Small_LIGHT_2007_SPEED | Lighting |  | SmrDsn | 2014-01-01 | 2014-12-31 | Constant | bar: Hr 1
Office_BreakRoom_Small_LIGHT_2007_SPEED | Lighting |  | Sun | 2014-01-01 | 2014-12-31 | Constant | Hr 1: 0.18
Office_BreakRoom_Small_LIGHT_2007_SPEED | Lighting |  | Sat | 2014-01-01 | 2014-12-31 | Constant | Hr 1: 0.18
Office_BreakRoom_Small_LIGHT_2007_SPEED | Lighting |  | Wkdy ¦ Default | 2014-01-01 | 2014-12-31 | Hourly | 0.18 | 0.18 | 0.18 | 0.18 | 0.18 | 0.23 | 0.23 | 0.42 | 0.9 | 0.9 | 0.9 | 0.9 | 0.8 | 0.9 | 0.9 | 0.9 | 0.9 | 0.61 | 0.42 | 0.42 | 0.32 | 0.32 | 0.23 | 0.18
Office_BreakRoom_Small_EQUIP_2007_SPEED | Equipment |  | WntrDsn | 2014-01-01 | 2014-12-31 | Constant | Hr 1: 0
Office_BreakRoom_Small_EQUIP_2007_SPEED | Equipment |  | SmrDsn | 2014-01-01 | 2014-12-31 | Constant | bar: Hr 1
Office_BreakRoom_Small_EQUIP_2007_SPEED | Equipment |  | Sun | 2014-01-01 | 2014-12-31 | Constant | Hr 1: 0.2
Office_BreakRoom_Small_EQUIP_2007_SPEED | Equipment |  | Sat | 2014-01-01 | 2014-12-31 | Constant | Hr 1: 0.2
Office_BreakRoom_Small_EQUIP_2007_SPEED | Equipment |  | Wkdy ¦ Default | 2014-01-01 | 2014-12-31 | Hourly | 0.5 | 0.5 | 0.5 | 0.5 | 0.5 | 0.5 | 0.5 | 0.5 | 1 | 1 | 1 | 1 | 0.94 | 1 | 1 | 1 | 1 | 0.5 | 0.2 | 0.2 | 0.2 | 0.2 | 0.2 | 0.2
Office_BreakRoom_Small_LIGHT_2010_SPEED | Lighting |  | WntrDsn | 2014-01-01 | 2014-12-31 | Constant | Hr 1: 0
Office_BreakRoom_Small_LIGHT_2010_SPEED | Lighting |  | SmrDsn | 2014-01-01 | 2014-12-31 | Constant | bar: Hr 1
Office_BreakRoom_Small_LIGHT_2010_SPEED | Lighting |  | Sun | 2014-01-01 | 2014-12-31 | Constant | Hr 1: 0.18
Office_BreakRoom_Small_LIGHT_2010_SPEED | Lighting |  | Sat | 2014-01-01 | 2014-12-31 | Constant | Hr 1: 0.18
Office_BreakRoom_Small_LIGHT_2010_SPEED | Lighting |  | Wkdy ¦ Default | 2014-01-01 | 2014-12-31 | Hourly | 0.18 | 0.18 | 0.18 | 0.18 | 0.18 | 0.23 | 0.18706 | 0.34159 | 0.73197 | 0.73197 | 0.73197 | 0.73197 | 0.65064 | 0.73197 | 0.73197 | 0.73197 | 0.73197 | 0.49611 | 0.34159 | 0.34159 | 0.26026 | 0.26026 | 0.18706 | 0.18
Office_BreakRoom_Small_EQUIP_2010_SPEED | Equipment |  | WntrDsn | 2014-01-01 | 2014-12-31 | Constant | Hr 1: 0
Office_BreakRoom_Small_EQUIP_2010_SPEED | Equipment |  | SmrDsn | 2014-01-01 | 2014-12-31 | Constant | bar: Hr 1
Office_BreakRoom_Small_EQUIP_2010_SPEED | Equipment |  | Sun | 2014-01-01 | 2014-12-31 | Constant | Hr 1: 0.2
Office_BreakRoom_Small_EQUIP_2010_SPEED | Equipment |  | Sat | 2014-01-01 | 2014-12-31 | Constant | Hr 1: 0.2
Office_BreakRoom_Small_EQUIP_2010_SPEED | Equipment |  | Wkdy ¦ Default | 2014-01-01 | 2014-12-31 | Hourly | 0.42575 | 0.42575 | 0.42575 | 0.42575 | 0.42575 | 0.42575 | 0.48468 | 0.48468 | 0.96935 | 0.96935 | 0.96935 | 0.96935 | 0.91119 | 0.96935 | 0.96935 | 0.96935 | 0.96935 | 0.48468 | 0.19387 | 0.19387 | 0.19387 | 0.19387 | 0.19387 | 0.1703
Office_BreakRoom_Small_LIGHT_2013_SPEED | Lighting |  | WntrDsn | 2014-01-01 | 2014-12-31 | Constant | Hr 1: 0
Office_BreakRoom_Small_LIGHT_2013_SPEED | Lighting |  | SmrDsn | 2014-01-01 | 2014-12-31 | Constant | bar: Hr 1
Office_BreakRoom_Small_LIGHT_2013_SPEED | Lighting |  | Sun | 2014-01-01 | 2014-12-31 | Constant | Hr 1: 0.18
Office_BreakRoom_Small_LIGHT_2013_SPEED | Lighting |  | Sat | 2014-01-01 | 2014-12-31 | Constant | Hr 1: 0.18
Office_BreakRoom_Small_LIGHT_2013_SPEED | Lighting |  | Wkdy ¦ Default | 2014-01-01 | 2014-12-31 | Hourly | 0.18 | 0.18 | 0.18 | 0.18 | 0.18 | 0.23 | 0.17864 | 0.32621 | 0.69903 | 0.69903 | 0.69903 | 0.69903 | 0.62136 | 0.69903 | 0.69903 | 0.69903 | 0.69903 | 0.47379 | 0.32621 | 0.32621 | 0.24854 | 0.24854 | 0.17864 | 0.18
Office_BreakRoom_Small_EQUIP_2013_SPEED | Equipment |  | WntrDsn | 2014-01-01 | 2014-12-31 | Constant | Hr 1: 0
Office_BreakRoom_Small_EQUIP_2013_SPEED | Equipment |  | SmrDsn | 2014-01-01 | 2014-12-31 | Constant | bar: Hr 1
Office_BreakRoom_Small_EQUIP_2013_SPEED | Equipment |  | Sun | 2014-01-01 | 2014-12-31 | Constant | Hr 1: 0.16379
Office_BreakRoom_Small_EQUIP_2013_SPEED | Equipment |  | Sat | 2014-01-01 | 2014-12-31 | Constant | Hr 1: 0.16379
Office_BreakRoom_Small_EQUIP_2013_SPEED | Equipment |  | Wkdy ¦ Default | 2014-01-01 | 2014-12-31 | Hourly | 0.40948 | 0.40948 | 0.40948 | 0.40948 | 0.40948 | 0.40948 | 0.47975 | 0.47975 | 0.95951 | 0.95951 | 0.95951 | 0.95951 | 0.90193 | 0.95951 | 0.95951 | 0.95951 | 0.95951 | 0.47975 | 0.1919 | 0.1919 | 0.1919 | 0.1919 | 0.1919 | 0.16379
Office_BreakRoom_Small_INFIL_SPEED | Infiltration |  | WntrDsn | 2014-01-01 | 2014-12-31 | Constant | bar: Hr 1
Office_BreakRoom_Small_INFIL_SPEED | Infiltration |  | SmrDsn | 2014-01-01 | 2014-12-31 | Constant | bar: Hr 1
Office_BreakRoom_Small_INFIL_SPEED | Infiltration |  | Sun | 2014-01-01 | 2014-12-31 | Constant | bar: Hr 1
Office_BreakRoom_Small_INFIL_SPEED | Infiltration |  | Sat | 2014-01-01 | 2014-12-31 | Constant | bar: Hr 1
Office_BreakRoom_Small_INFIL_SPEED | Infiltration |  | Wkdy ¦ Default | 2014-01-01 | 2014-12-31 | Hourly | 1 | 1 | 1 | 1 | 1 | 1 | 0.5 | 0.5 | 0.5 | 0.5 | 0.5 | 0.5 | 0.5 | 0.5 | 0.5 | 0.5 | 0.5 | 0.5 | 0.5 | 0.5 | 0.5 | 0.5 | 1 | 1
Office_BreakRoom_Small_ACTIVITY_SPEED | Activity | W | WntrDsn | 2014-01-01 | 2014-12-31 | Constant | Hr 1: 120
Office_BreakRoom_Small_ACTIVITY_SPEED | Activity | W | SmrDsn | 2014-01-01 | 2014-12-31 | Constant | Hr 1: 120
Office_BreakRoom_Small_ACTIVITY_SPEED | Activity | W | Sun | 2014-01-01 | 2014-12-31 | Constant | Hr 1: 120
Office_BreakRoom_Small_ACTIVITY_SPEED | Activity | W | Sat | 2014-01-01 | 2014-12-31 | Constant | Hr 1: 120
Office_BreakRoom_Small_ACTIVITY_SPEED | Activity | W | Wkdy ¦ Default | 2014-01-01 | 2014-12-31 | Constant | Hr 1: 120
Office_BreakRoom_Small_OA_SPEED | OA Air |  | WntrDsn | 2014-01-01 | 2014-12-31 | Constant | bar: Hr 1
Office_BreakRoom_Small_OA_SPEED | OA Air |  | SmrDsn | 2014-01-01 | 2014-12-31 | Constant | bar: Hr 1
Office_BreakRoom_Small_OA_SPEED | OA Air |  | Sun | 2014-01-01 | 2014-12-31 | Constant | Hr 1: 0
Office_BreakRoom_Small_OA_SPEED | OA Air |  | Sat | 2014-01-01 | 2014-12-31 | Constant | Hr 1: 0
Office_BreakRoom_Small_OA_SPEED | OA Air |  | Wkdy ¦ Default | 2014-01-01 | 2014-12-31 | Hourly | 0 | 0 | 0 | 0 | 0 | 0 | 1 | 1 | 1 | 1 | 1 | 1 | 1 | 1 | 1 | 1 | 1 | 1 | 1 | 1 | 1 | 1 | 0 | 0
Office_Classroom_Small_CLGSETP_SPEED | Thermostat Setpoint | C | WntrDsn | 2014-01-01 | 2014-12-31 | Constant | Hr 1: 23.9
Office_Classroom_Small_CLGSETP_SPEED | Thermostat Setpoint | C | SmrDsn | 2014-01-01 | 2014-12-31 | Constant | Hr 1: 23.9
Office_Classroom_Small_CLGSETP_SPEED | Thermostat Setpoint | C | Sun | 2014-01-01 | 2014-12-31 | Constant | Hr 1: 25.6
Office_Classroom_Small_CLGSETP_SPEED | Thermostat Setpoint | C | Sat | 2014-01-01 | 2014-12-31 | Constant | Hr 1: 25.6
Office_Classroom_Small_CLGSETP_SPEED | Thermostat Setpoint | C | Wkdy ¦ Default | 2014-01-01 | 2014-12-31 | Hourly | 25.6 | 25.6 | 25.6 | 25.6 | 25.6 | 25.6 | 23.9 | 23.9 | 23.9 | 23.9 | 23.9 | 23.9 | 23.9 | 23.9 | 23.9 | 23.9 | 23.9 | 23.9 | 23.9 | 23.9 | 23.9 | 23.9 | 25.6 | 25.6
Office_Classroom_Small_HTGSETP_SPEED | Thermostat Setpoint | C | WntrDsn | 2014-01-01 | 2014-12-31 | Constant | Hr 1: 21.1
Office_Classroom_Small_HTGSETP_SPEED | Thermostat Setpoint | C | SmrDsn | 2014-01-01 | 2014-12-31 | Constant | Hr 1: 21.1
Office_Classroom_Small_HTGSETP_SPEED | Thermostat Setpoint | C | Sun | 2014-01-01 | 2014-12-31 | Constant | Hr 1: 19.4
Office_Classroom_Small_HTGSETP_SPEED | Thermostat Setpoint | C | Sat | 2014-01-01 | 2014-12-31 | Constant | Hr 1: 19.4
Office_Classroom_Small_HTGSETP_SPEED | Thermostat Setpoint | C | Wkdy ¦ Default | 2014-01-01 | 2014-12-31 | Hourly | 19.4 | 19.4 | 19.4 | 19.4 | 19.4 | 19.4 | 21.1 | 21.1 | 21.1 | 21.1 | 21.1 | 21.1 | 21.1 | 21.1 | 21.1 | 21.1 | 21.1 | 21.1 | 21.1 | 21.1 | 21.1 | 21.1 | 19.4 | 19.4
Office_Classroom_Small_OCC_SPEED | Occupancy |  | WntrDsn | 2014-01-01 | 2014-12-31 | Constant | Hr 1: 0
Office_Classroom_Small_OCC_SPEED | Occupancy |  | SmrDsn | 2014-01-01 | 2014-12-31 | Constant | bar: Hr 1
Office_Classroom_Small_OCC_SPEED | Occupancy |  | Sun | 2014-01-01 | 2014-12-31 | Constant | Hr 1: 0
Office_Classroom_Small_OCC_SPEED | Occupancy |  | Sat | 2014-01-01 | 2014-12-31 | Constant | Hr 1: 0
Office_Classroom_Small_OCC_SPEED | Occupancy |  | Wkdy ¦ Default | 2014-01-01 | 2014-12-31 | Hourly | 0 | 0 | 0 | 0 | 0 | 0 | 0.11 | 0.21 | 1 | 1 | 1 | 1 | 0.53 | 1 | 1 | 1 | 1 | 0.32 | 0.11 | 0.11 | 0.11 | 0.11 | 0.05 | 0
Office_Classroom_Small_LIGHT_2007_SPEED | Lighting |  | WntrDsn | 2014-01-01 | 2014-12-31 | Constant | Hr 1: 0
Office_Classroom_Small_LIGHT_2007_SPEED | Lighting |  | SmrDsn | 2014-01-01 | 2014-12-31 | Constant | bar: Hr 1
Office_Classroom_Small_LIGHT_2007_SPEED | Lighting |  | Sun | 2014-01-01 | 2014-12-31 | Constant | Hr 1: 0.18
Office_Classroom_Small_LIGHT_2007_SPEED | Lighting |  | Sat | 2014-01-01 | 2014-12-31 | Constant | Hr 1: 0.18
Office_Classroom_Small_LIGHT_2007_SPEED | Lighting |  | Wkdy ¦ Default | 2014-01-01 | 2014-12-31 | Hourly | 0.18 | 0.18 | 0.18 | 0.18 | 0.18 | 0.23 | 0.23 | 0.42 | 0.9 | 0.9 | 0.9 | 0.9 | 0.8 | 0.9 | 0.9 | 0.9 | 0.9 | 0.61 | 0.42 | 0.42 | 0.32 | 0.32 | 0.23 | 0.18
Office_Classroom_Small_EQUIP_2007_SPEED | Equipment |  | WntrDsn | 2014-01-01 | 2014-12-31 | Constant | Hr 1: 0
Office_Classroom_Small_EQUIP_2007_SPEED | Equipment |  | SmrDsn | 2014-01-01 | 2014-12-31 | Constant | bar: Hr 1
Office_Classroom_Small_EQUIP_2007_SPEED | Equipment |  | Sun | 2014-01-01 | 2014-12-31 | Constant | Hr 1: 0.2
Office_Classroom_Small_EQUIP_2007_SPEED | Equipment |  | Sat | 2014-01-01 | 2014-12-31 | Constant | Hr 1: 0.2
Office_Classroom_Small_EQUIP_2007_SPEED | Equipment |  | Wkdy ¦ Default | 2014-01-01 | 2014-12-31 | Hourly | 0.5 | 0.5 | 0.5 | 0.5 | 0.5 | 0.5 | 0.5 | 0.5 | 1 | 1 | 1 | 1 | 0.94 | 1 | 1 | 1 | 1 | 0.5 | 0.2 | 0.2 | 0.2 | 0.2 | 0.2 | 0.2
Office_Classroom_Small_LIGHT_2010_SPEED | Lighting |  | WntrDsn | 2014-01-01 | 2014-12-31 | Constant | Hr 1: 0
Office_Classroom_Small_LIGHT_2010_SPEED | Lighting |  | SmrDsn | 2014-01-01 | 2014-12-31 | Constant | bar: Hr 1
Office_Classroom_Small_LIGHT_2010_SPEED | Lighting |  | Sun | 2014-01-01 | 2014-12-31 | Constant | Hr 1: 0.18
Office_Classroom_Small_LIGHT_2010_SPEED | Lighting |  | Sat | 2014-01-01 | 2014-12-31 | Constant | Hr 1: 0.18
Office_Classroom_Small_LIGHT_2010_SPEED | Lighting |  | Wkdy ¦ Default | 2014-01-01 | 2014-12-31 | Hourly | 0.18 | 0.18 | 0.18 | 0.18 | 0.18 | 0.23 | 0.18706 | 0.34159 | 0.73197 | 0.73197 | 0.73197 | 0.73197 | 0.65064 | 0.73197 | 0.73197 | 0.73197 | 0.73197 | 0.49611 | 0.34159 | 0.34159 | 0.26026 | 0.26026 | 0.18706 | 0.18
Office_Classroom_Small_EQUIP_2010_SPEED | Equipment |  | WntrDsn | 2014-01-01 | 2014-12-31 | Constant | Hr 1: 0
Office_Classroom_Small_EQUIP_2010_SPEED | Equipment |  | SmrDsn | 2014-01-01 | 2014-12-31 | Constant | bar: Hr 1
Office_Classroom_Small_EQUIP_2010_SPEED | Equipment |  | Sun | 2014-01-01 | 2014-12-31 | Constant | Hr 1: 0.2
Office_Classroom_Small_EQUIP_2010_SPEED | Equipment |  | Sat | 2014-01-01 | 2014-12-31 | Constant | Hr 1: 0.2
Office_Classroom_Small_EQUIP_2010_SPEED | Equipment |  | Wkdy ¦ Default | 2014-01-01 | 2014-12-31 | Hourly | 0.42575 | 0.42575 | 0.42575 | 0.42575 | 0.42575 | 0.42575 | 0.48468 | 0.48468 | 0.96935 | 0.96935 | 0.96935 | 0.96935 | 0.91119 | 0.96935 | 0.96935 | 0.96935 | 0.96935 | 0.48468 | 0.19387 | 0.19387 | 0.19387 | 0.19387 | 0.19387 | 0.1703
Office_Classroom_Small_LIGHT_2013_SPEED | Lighting |  | WntrDsn | 2014-01-01 | 2014-12-31 | Constant | Hr 1: 0
Office_Classroom_Small_LIGHT_2013_SPEED | Lighting |  | SmrDsn | 2014-01-01 | 2014-12-31 | Constant | bar: Hr 1
Office_Classroom_Small_LIGHT_2013_SPEED | Lighting |  | Sun | 2014-01-01 | 2014-12-31 | Constant | Hr 1: 0.18
Office_Classroom_Small_LIGHT_2013_SPEED | Lighting |  | Sat | 2014-01-01 | 2014-12-31 | Constant | Hr 1: 0.18
Office_Classroom_Small_LIGHT_2013_SPEED | Lighting |  | Wkdy ¦ Default | 2014-01-01 | 2014-12-31 | Hourly | 0.18 | 0.18 | 0.18 | 0.18 | 0.18 | 0.23 | 0.17864 | 0.32621 | 0.69903 | 0.69903 | 0.69903 | 0.69903 | 0.62136 | 0.69903 | 0.69903 | 0.69903 | 0.69903 | 0.47379 | 0.32621 | 0.32621 | 0.24854 | 0.24854 | 0.17864 | 0.18
Office_Classroom_Small_EQUIP_2013_SPEED | Equipment |  | WntrDsn | 2014-01-01 | 2014-12-31 | Constant | Hr 1: 0
Office_Classroom_Small_EQUIP_2013_SPEED | Equipment |  | SmrDsn | 2014-01-01 | 2014-12-31 | Constant | bar: Hr 1
Office_Classroom_Small_EQUIP_2013_SPEED | Equipment |  | Sun | 2014-01-01 | 2014-12-31 | Constant | Hr 1: 0.16379
Office_Classroom_Small_EQUIP_2013_SPEED | Equipment |  | Sat | 2014-01-01 | 2014-12-31 | Constant | Hr 1: 0.16379
Office_Classroom_Small_EQUIP_2013_SPEED | Equipment |  | Wkdy ¦ Default | 2014-01-01 | 2014-12-31 | Hourly | 0.40948 | 0.40948 | 0.40948 | 0.40948 | 0.40948 | 0.40948 | 0.47975 | 0.47975 | 0.95951 | 0.95951 | 0.95951 | 0.95951 | 0.90193 | 0.95951 | 0.95951 | 0.95951 | 0.95951 | 0.47975 | 0.1919 | 0.1919 | 0.1919 | 0.1919 | 0.1919 | 0.16379
Office_Classroom_Small_INFIL_SPEED | Infiltration |  | WntrDsn | 2014-01-01 | 2014-12-31 | Constant | bar: Hr 1
Office_Classroom_Small_INFIL_SPEED | Infiltration |  | SmrDsn | 2014-01-01 | 2014-12-31 | Constant | bar: Hr 1
Office_Classroom_Small_INFIL_SPEED | Infiltration |  | Sun | 2014-01-01 | 2014-12-31 | Constant | bar: Hr 1
Office_Classroom_Small_INFIL_SPEED | Infiltration |  | Sat | 2014-01-01 | 2014-12-31 | Constant | bar: Hr 1
Office_Classroom_Small_INFIL_SPEED | Infiltration |  | Wkdy ¦ Default | 2014-01-01 | 2014-12-31 | Hourly | 1 | 1 | 1 | 1 | 1 | 1 | 0.5 | 0.5 | 0.5 | 0.5 | 0.5 | 0.5 | 0.5 | 0.5 | 0.5 | 0.5 | 0.5 | 0.5 | 0.5 | 0.5 | 0.5 | 0.5 | 1 | 1
Office_Classroom_Small_ACTIVITY_SPEED | Activity | W | WntrDsn | 2014-01-01 | 2014-12-31 | Constant | Hr 1: 120
Office_Classroom_Small_ACTIVITY_SPEED | Activity | W | SmrDsn | 2014-01-01 | 2014-12-31 | Constant | Hr 1: 120
Office_Classroom_Small_ACTIVITY_SPEED | Activity | W | Sun | 2014-01-01 | 2014-12-31 | Constant | Hr 1: 120
Office_Classroom_Small_ACTIVITY_SPEED | Activity | W | Sat | 2014-01-01 | 2014-12-31 | Constant | Hr 1: 120
Office_Classroom_Small_ACTIVITY_SPEED | Activity | W | Wkdy ¦ Default | 2014-01-01 | 2014-12-31 | Constant | Hr 1: 120
Office_Classroom_Small_OA_SPEED | OA Air |  | WntrDsn | 2014-01-01 | 2014-12-31 | Constant | bar: Hr 1
Office_Classroom_Small_OA_SPEED | OA Air |  | SmrDsn | 2014-01-01 | 2014-12-31 | Constant | bar: Hr 1
Office_Classroom_Small_OA_SPEED | OA Air |  | Sun | 2014-01-01 | 2014-12-31 | Constant | Hr 1: 0
Office_Classroom_Small_OA_SPEED | OA Air |  | Sat | 2014-01-01 | 2014-12-31 | Constant | Hr 1: 0
Office_Classroom_Small_OA_SPEED | OA Air |  | Wkdy ¦ Default | 2014-01-01 | 2014-12-31 | Hourly | 0 | 0 | 0 | 0 | 0 | 0 | 1 | 1 | 1 | 1 | 1 | 1 | 1 | 1 | 1 | 1 | 1 | 1 | 1 | 1 | 1 | 1 | 0 | 0
Office_Dining_Small_CLGSETP_SPEED | Thermostat Setpoint | C | WntrDsn | 2014-01-01 | 2014-12-31 | Constant | Hr 1: 23.9
Office_Dining_Small_CLGSETP_SPEED | Thermostat Setpoint | C | SmrDsn | 2014-01-01 | 2014-12-31 | Constant | Hr 1: 23.9
Office_Dining_Small_CLGSETP_SPEED | Thermostat Setpoint | C | Sun | 2014-01-01 | 2014-12-31 | Constant | Hr 1: 25.6
Office_Dining_Small_CLGSETP_SPEED | Thermostat Setpoint | C | Sat | 2014-01-01 | 2014-12-31 | Constant | Hr 1: 25.6
Office_Dining_Small_CLGSETP_SPEED | Thermostat Setpoint | C | Wkdy ¦ Default | 2014-01-01 | 2014-12-31 | Hourly | 25.6 | 25.6 | 25.6 | 25.6 | 25.6 | 25.6 | 23.9 | 23.9 | 23.9 | 23.9 | 23.9 | 23.9 | 23.9 | 23.9 | 23.9 | 23.9 | 23.9 | 23.9 | 23.9 | 23.9 | 23.9 | 23.9 | 25.6 | 25.6
Office_Dining_Small_HTGSETP_SPEED | Thermostat Setpoint | C | WntrDsn | 2014-01-01 | 2014-12-31 | Constant | Hr 1: 21.1
Office_Dining_Small_HTGSETP_SPEED | Thermostat Setpoint | C | SmrDsn | 2014-01-01 | 2014-12-31 | Constant | Hr 1: 21.1
Office_Dining_Small_HTGSETP_SPEED | Thermostat Setpoint | C | Sun | 2014-01-01 | 2014-12-31 | Constant | Hr 1: 19.4
Office_Dining_Small_HTGSETP_SPEED | Thermostat Setpoint | C | Sat | 2014-01-01 | 2014-12-31 | Constant | Hr 1: 19.4
Office_Dining_Small_HTGSETP_SPEED | Thermostat Setpoint | C | Wkdy ¦ Default | 2014-01-01 | 2014-12-31 | Hourly | 19.4 | 19.4 | 19.4 | 19.4 | 19.4 | 19.4 | 21.1 | 21.1 | 21.1 | 21.1 | 21.1 | 21.1 | 21.1 | 21.1 | 21.1 | 21.1 | 21.1 | 21.1 | 21.1 | 21.1 | 21.1 | 21.1 | 19.4 | 19.4
Office_Dining_Small_OCC_SPEED | Occupancy |  | WntrDsn | 2014-01-01 | 2014-12-31 | Constant | Hr 1: 0
Office_Dining_Small_OCC_SPEED | Occupancy |  | SmrDsn | 2014-01-01 | 2014-12-31 | Constant | bar: Hr 1
Office_Dining_Small_OCC_SPEED | Occupancy |  | Sun | 2014-01-01 | 2014-12-31 | Constant | Hr 1: 0
Office_Dining_Small_OCC_SPEED | Occupancy |  | Sat | 2014-01-01 | 2014-12-31 | Constant | Hr 1: 0
Office_Dining_Small_OCC_SPEED | Occupancy |  | Wkdy ¦ Default | 2014-01-01 | 2014-12-31 | Hourly | 0 | 0 | 0 | 0 | 0 | 0 | 0.11 | 0.21 | 1 | 1 | 1 | 1 | 0.53 | 1 | 1 | 1 | 1 | 0.32 | 0.11 | 0.11 | 0.11 | 0.11 | 0.05 | 0
Office_Dining_Small_LIGHT_2007_SPEED | Lighting |  | WntrDsn | 2014-01-01 | 2014-12-31 | Constant | Hr 1: 0
Office_Dining_Small_LIGHT_2007_SPEED | Lighting |  | SmrDsn | 2014-01-01 | 2014-12-31 | Constant | bar: Hr 1
Office_Dining_Small_LIGHT_2007_SPEED | Lighting |  | Sun | 2014-01-01 | 2014-12-31 | Constant | Hr 1: 0.18
Office_Dining_Small_LIGHT_2007_SPEED | Lighting |  | Sat | 2014-01-01 | 2014-12-31 | Constant | Hr 1: 0.18
Office_Dining_Small_LIGHT_2007_SPEED | Lighting |  | Wkdy ¦ Default | 2014-01-01 | 2014-12-31 | Hourly | 0.18 | 0.18 | 0.18 | 0.18 | 0.18 | 0.23 | 0.23 | 0.42 | 0.9 | 0.9 | 0.9 | 0.9 | 0.8 | 0.9 | 0.9 | 0.9 | 0.9 | 0.61 | 0.42 | 0.42 | 0.32 | 0.32 | 0.23 | 0.18
Office_Dining_Small_EQUIP_2007_SPEED | Equipment |  | WntrDsn | 2014-01-01 | 2014-12-31 | Constant | Hr 1: 0
Office_Dining_Small_EQUIP_2007_SPEED | Equipment |  | SmrDsn | 2014-01-01 | 2014-12-31 | Constant | bar: Hr 1
Office_Dining_Small_EQUIP_2007_SPEED | Equipment |  | Sun | 2014-01-01 | 2014-12-31 | Constant | Hr 1: 0.2
Office_Dining_Small_EQUIP_2007_SPEED | Equipment |  | Sat | 2014-01-01 | 2014-12-31 | Constant | Hr 1: 0.2
Office_Dining_Small_EQUIP_2007_SPEED | Equipment |  | Wkdy ¦ Default | 2014-01-01 | 2014-12-31 | Hourly | 0.5 | 0.5 | 0.5 | 0.5 | 0.5 | 0.5 | 0.5 | 0.5 | 1 | 1 | 1 | 1 | 0.94 | 1 | 1 | 1 | 1 | 0.5 | 0.2 | 0.2 | 0.2 | 0.2 | 0.2 | 0.2
Office_Dining_Small_LIGHT_2010_SPEED | Lighting |  | WntrDsn | 2014-01-01 | 2014-12-31 | Constant | Hr 1: 0
Office_Dining_Small_LIGHT_2010_SPEED | Lighting |  | SmrDsn | 2014-01-01 | 2014-12-31 | Constant | bar: Hr 1
Office_Dining_Small_LIGHT_2010_SPEED | Lighting |  | Sun | 2014-01-01 | 2014-12-31 | Constant | Hr 1: 0.18
Office_Dining_Small_LIGHT_2010_SPEED | Lighting |  | Sat | 2014-01-01 | 2014-12-31 | Constant | Hr 1: 0.18
Office_Dining_Small_LIGHT_2010_SPEED | Lighting |  | Wkdy ¦ Default | 2014-01-01 | 2014-12-31 | Hourly | 0.18 | 0.18 | 0.18 | 0.18 | 0.18 | 0.23 | 0.18706 | 0.34159 | 0.73197 | 0.73197 | 0.73197 | 0.73197 | 0.65064 | 0.73197 | 0.73197 | 0.73197 | 0.73197 | 0.49611 | 0.34159 | 0.34159 | 0.26026 | 0.26026 | 0.18706 | 0.18
Office_Dining_Small_EQUIP_2010_SPEED | Equipment |  | WntrDsn | 2014-01-01 | 2014-12-31 | Constant | Hr 1: 0
Office_Dining_Small_EQUIP_2010_SPEED | Equipment |  | SmrDsn | 2014-01-01 | 2014-12-31 | Constant | bar: Hr 1
Office_Dining_Small_EQUIP_2010_SPEED | Equipment |  | Sun | 2014-01-01 | 2014-12-31 | Constant | Hr 1: 0.2
Office_Dining_Small_EQUIP_2010_SPEED | Equipment |  | Sat | 2014-01-01 | 2014-12-31 | Constant | Hr 1: 0.2
Office_Dining_Small_EQUIP_2010_SPEED | Equipment |  | Wkdy ¦ Default | 2014-01-01 | 2014-12-31 | Hourly | 0.42575 | 0.42575 | 0.42575 | 0.42575 | 0.42575 | 0.42575 | 0.48468 | 0.48468 | 0.96935 | 0.96935 | 0.96935 | 0.96935 | 0.91119 | 0.96935 | 0.96935 | 0.96935 | 0.96935 | 0.48468 | 0.19387 | 0.19387 | 0.19387 | 0.19387 | 0.19387 | 0.1703
Office_Dining_Small_LIGHT_2013_SPEED | Lighting |  | WntrDsn | 2014-01-01 | 2014-12-31 | Constant | Hr 1: 0
Office_Dining_Small_LIGHT_2013_SPEED | Lighting |  | SmrDsn | 2014-01-01 | 2014-12-31 | Constant | bar: Hr 1
Office_Dining_Small_LIGHT_2013_SPEED | Lighting |  | Sun | 2014-01-01 | 2014-12-31 | Constant | Hr 1: 0.18
Office_Dining_Small_LIGHT_2013_SPEED | Lighting |  | Sat | 2014-01-01 | 2014-12-31 | Constant | Hr 1: 0.18
Office_Dining_Small_LIGHT_2013_SPEED | Lighting |  | Wkdy ¦ Default | 2014-01-01 | 2014-12-31 | Hourly | 0.18 | 0.18 | 0.18 | 0.18 | 0.18 | 0.23 | 0.17864 | 0.32621 | 0.69903 | 0.69903 | 0.69903 | 0.69903 | 0.62136 | 0.69903 | 0.69903 | 0.69903 | 0.69903 | 0.47379 | 0.32621 | 0.32621 | 0.24854 | 0.24854 | 0.17864 | 0.18
Office_Dining_Small_EQUIP_2013_SPEED | Equipment |  | WntrDsn | 2014-01-01 | 2014-12-31 | Constant | Hr 1: 0
Office_Dining_Small_EQUIP_2013_SPEED | Equipment |  | SmrDsn | 2014-01-01 | 2014-12-31 | Constant | bar: Hr 1
Office_Dining_Small_EQUIP_2013_SPEED | Equipment |  | Sun | 2014-01-01 | 2014-12-31 | Constant | Hr 1: 0.16379
Office_Dining_Small_EQUIP_2013_SPEED | Equipment |  | Sat | 2014-01-01 | 2014-12-31 | Constant | Hr 1: 0.16379
Office_Dining_Small_EQUIP_2013_SPEED | Equipment |  | Wkdy ¦ Default | 2014-01-01 | 2014-12-31 | Hourly | 0.40948 | 0.40948 | 0.40948 | 0.40948 | 0.40948 | 0.40948 | 0.47975 | 0.47975 | 0.95951 | 0.95951 | 0.95951 | 0.95951 | 0.90193 | 0.95951 | 0.95951 | 0.95951 | 0.95951 | 0.47975 | 0.1919 | 0.1919 | 0.1919 | 0.1919 | 0.1919 | 0.16379
Office_Dining_Small_INFIL_SPEED | Infiltration |  | WntrDsn | 2014-01-01 | 2014-12-31 | Constant | bar: Hr 1
Office_Dining_Small_INFIL_SPEED | Infiltration |  | SmrDsn | 2014-01-01 | 2014-12-31 | Constant | bar: Hr 1
Office_Dining_Small_INFIL_SPEED | Infiltration |  | Sun | 2014-01-01 | 2014-12-31 | Constant | bar: Hr 1
Office_Dining_Small_INFIL_SPEED | Infiltration |  | Sat | 2014-01-01 | 2014-12-31 | Constant | bar: Hr 1
Office_Dining_Small_INFIL_SPEED | Infiltration |  | Wkdy ¦ Default | 2014-01-01 | 2014-12-31 | Hourly | 1 | 1 | 1 | 1 | 1 | 1 | 0.5 | 0.5 | 0.5 | 0.5 | 0.5 | 0.5 | 0.5 | 0.5 | 0.5 | 0.5 | 0.5 | 0.5 | 0.5 | 0.5 | 0.5 | 0.5 | 1 | 1
Office_Dining_Small_ACTIVITY_SPEED | Activity | W | WntrDsn | 2014-01-01 | 2014-12-31 | Constant | Hr 1: 120
Office_Dining_Small_ACTIVITY_SPEED | Activity | W | SmrDsn | 2014-01-01 | 2014-12-31 | Constant | Hr 1: 120
Office_Dining_Small_ACTIVITY_SPEED | Activity | W | Sun | 2014-01-01 | 2014-12-31 | Constant | Hr 1: 120
Office_Dining_Small_ACTIVITY_SPEED | Activity | W | Sat | 2014-01-01 | 2014-12-31 | Constant | Hr 1: 120
Office_Dining_Small_ACTIVITY_SPEED | Activity | W | Wkdy ¦ Default | 2014-01-01 | 2014-12-31 | Constant | Hr 1: 120
Office_Dining_Small_OA_SPEED | OA Air |  | WntrDsn | 2014-01-01 | 2014-12-31 | Constant | bar: Hr 1
Office_Dining_Small_OA_SPEED | OA Air |  | SmrDsn | 2014-01-01 | 2014-12-31 | Constant | bar: Hr 1
Office_Dining_Small_OA_SPEED | OA Air |  | Sun | 2014-01-01 | 2014-12-31 | Constant | Hr 1: 0
Office_Dining_Small_OA_SPEED | OA Air |  | Sat | 2014-01-01 | 2014-12-31 | Constant | Hr 1: 0
Office_Dining_Small_OA_SPEED | OA Air |  | Wkdy ¦ Default | 2014-01-01 | 2014-12-31 | Hourly | 0 | 0 | 0 | 0 | 0 | 0 | 1 | 1 | 1 | 1 | 1 | 1 | 1 | 1 | 1 | 1 | 1 | 1 | 1 | 1 | 1 | 1 | 0 | 0
Office_Lobby_Small_CLGSETP_SPEED | Thermostat Setpoint | C | WntrDsn | 2014-01-01 | 2014-12-31 | Constant | Hr 1: 23.9
Office_Lobby_Small_CLGSETP_SPEED | Thermostat Setpoint | C | SmrDsn | 2014-01-01 | 2014-12-31 | Constant | Hr 1: 23.9
Office_Lobby_Small_CLGSETP_SPEED | Thermostat Setpoint | C | Sun | 2014-01-01 | 2014-12-31 | Constant | Hr 1: 25.6
Office_Lobby_Small_CLGSETP_SPEED | Thermostat Setpoint | C | Sat | 2014-01-01 | 2014-12-31 | Constant | Hr 1: 25.6
Office_Lobby_Small_CLGSETP_SPEED | Thermostat Setpoint | C | Wkdy ¦ Default | 2014-01-01 | 2014-12-31 | Hourly | 25.6 | 25.6 | 25.6 | 25.6 | 25.6 | 25.6 | 23.9 | 23.9 | 23.9 | 23.9 | 23.9 | 23.9 | 23.9 | 23.9 | 23.9 | 23.9 | 23.9 | 23.9 | 23.9 | 23.9 | 23.9 | 23.9 | 25.6 | 25.6
Office_Lobby_Small_HTGSETP_SPEED | Thermostat Setpoint | C | WntrDsn | 2014-01-01 | 2014-12-31 | Constant | Hr 1: 21.1
Office_Lobby_Small_HTGSETP_SPEED | Thermostat Setpoint | C | SmrDsn | 2014-01-01 | 2014-12-31 | Constant | Hr 1: 21.1
Office_Lobby_Small_HTGSETP_SPEED | Thermostat Setpoint | C | Sun | 2014-01-01 | 2014-12-31 | Constant | Hr 1: 19.4
Office_Lobby_Small_HTGSETP_SPEED | Thermostat Setpoint | C | Sat | 2014-01-01 | 2014-12-31 | Constant | Hr 1: 19.4
Office_Lobby_Small_HTGSETP_SPEED | Thermostat Setpoint | C | Wkdy ¦ Default | 2014-01-01 | 2014-12-31 | Hourly | 19.4 | 19.4 | 19.4 | 19.4 | 19.4 | 19.4 | 21.1 | 21.1 | 21.1 | 21.1 | 21.1 | 21.1 | 21.1 | 21.1 | 21.1 | 21.1 | 21.1 | 21.1 | 21.1 | 21.1 | 21.1 | 21.1 | 19.4 | 19.4
Office_Lobby_Small_OCC_SPEED | Occupancy |  | WntrDsn | 2014-01-01 | 2014-12-31 | Constant | Hr 1: 0
Office_Lobby_Small_OCC_SPEED | Occupancy |  | SmrDsn | 2014-01-01 | 2014-12-31 | Constant | bar: Hr 1
Office_Lobby_Small_OCC_SPEED | Occupancy |  | Sun | 2014-01-01 | 2014-12-31 | Constant | Hr 1: 0
Office_Lobby_Small_OCC_SPEED | Occupancy |  | Sat | 2014-01-01 | 2014-12-31 | Constant | Hr 1: 0
Office_Lobby_Small_OCC_SPEED | Occupancy |  | Wkdy ¦ Default | 2014-01-01 | 2014-12-31 | Hourly | 0 | 0 | 0 | 0 | 0 | 0 | 0.11 | 0.21 | 1 | 1 | 1 | 1 | 0.53 | 1 | 1 | 1 | 1 | 0.32 | 0.11 | 0.11 | 0.11 | 0.11 | 0.05 | 0
Office_Lobby_Small_LIGHT_2007_SPEED | Lighting |  | WntrDsn | 2014-01-01 | 2014-12-31 | Constant | Hr 1: 0
Office_Lobby_Small_LIGHT_2007_SPEED | Lighting |  | SmrDsn | 2014-01-01 | 2014-12-31 | Constant | bar: Hr 1
Office_Lobby_Small_LIGHT_2007_SPEED | Lighting |  | Sun | 2014-01-01 | 2014-12-31 | Constant | Hr 1: 0.18
Office_Lobby_Small_LIGHT_2007_SPEED | Lighting |  | Sat | 2014-01-01 | 2014-12-31 | Constant | Hr 1: 0.18
Office_Lobby_Small_LIGHT_2007_SPEED | Lighting |  | Wkdy ¦ Default | 2014-01-01 | 2014-12-31 | Hourly | 0.18 | 0.18 | 0.18 | 0.18 | 0.18 | 0.23 | 0.23 | 0.42 | 0.9 | 0.9 | 0.9 | 0.9 | 0.8 | 0.9 | 0.9 | 0.9 | 0.9 | 0.61 | 0.42 | 0.42 | 0.32 | 0.32 | 0.23 | 0.18
Office_Lobby_Small_EQUIP_2007_SPEED | Equipment |  | WntrDsn | 2014-01-01 | 2014-12-31 | Constant | Hr 1: 0
Office_Lobby_Small_EQUIP_2007_SPEED | Equipment |  | SmrDsn | 2014-01-01 | 2014-12-31 | Constant | bar: Hr 1
Office_Lobby_Small_EQUIP_2007_SPEED | Equipment |  | Sun | 2014-01-01 | 2014-12-31 | Constant | Hr 1: 0.2
Office_Lobby_Small_EQUIP_2007_SPEED | Equipment |  | Sat | 2014-01-01 | 2014-12-31 | Constant | Hr 1: 0.2
Office_Lobby_Small_EQUIP_2007_SPEED | Equipment |  | Wkdy ¦ Default | 2014-01-01 | 2014-12-31 | Hourly | 0.5 | 0.5 | 0.5 | 0.5 | 0.5 | 0.5 | 0.5 | 0.5 | 1 | 1 | 1 | 1 | 0.94 | 1 | 1 | 1 | 1 | 0.5 | 0.2 | 0.2 | 0.2 | 0.2 | 0.2 | 0.2
Office_Lobby_Small_LIGHT_2010_SPEED | Lighting |  | WntrDsn | 2014-01-01 | 2014-12-31 | Constant | Hr 1: 0
Office_Lobby_Small_LIGHT_2010_SPEED | Lighting |  | SmrDsn | 2014-01-01 | 2014-12-31 | Constant | bar: Hr 1
Office_Lobby_Small_LIGHT_2010_SPEED | Lighting |  | Sun | 2014-01-01 | 2014-12-31 | Constant | Hr 1: 0.18
Office_Lobby_Small_LIGHT_2010_SPEED | Lighting |  | Sat | 2014-01-01 | 2014-12-31 | Constant | Hr 1: 0.18
Office_Lobby_Small_LIGHT_2010_SPEED | Lighting |  | Wkdy ¦ Default | 2014-01-01 | 2014-12-31 | Hourly | 0.18 | 0.18 | 0.18 | 0.18 | 0.18 | 0.23 | 0.18706 | 0.34159 | 0.73197 | 0.73197 | 0.73197 | 0.73197 | 0.65064 | 0.73197 | 0.73197 | 0.73197 | 0.73197 | 0.49611 | 0.34159 | 0.34159 | 0.26026 | 0.26026 | 0.18706 | 0.18
Office_Lobby_Small_EQUIP_2010_SPEED | Equipment |  | WntrDsn | 2014-01-01 | 2014-12-31 | Constant | Hr 1: 0
Office_Lobby_Small_EQUIP_2010_SPEED | Equipment |  | SmrDsn | 2014-01-01 | 2014-12-31 | Constant | bar: Hr 1
Office_Lobby_Small_EQUIP_2010_SPEED | Equipment |  | Sun | 2014-01-01 | 2014-12-31 | Constant | Hr 1: 0.2
Office_Lobby_Small_EQUIP_2010_SPEED | Equipment |  | Sat | 2014-01-01 | 2014-12-31 | Constant | Hr 1: 0.2
Office_Lobby_Small_EQUIP_2010_SPEED | Equipment |  | Wkdy ¦ Default | 2014-01-01 | 2014-12-31 | Hourly | 0.42575 | 0.42575 | 0.42575 | 0.42575 | 0.42575 | 0.42575 | 0.48468 | 0.48468 | 0.96935 | 0.96935 | 0.96935 | 0.96935 | 0.91119 | 0.96935 | 0.96935 | 0.96935 | 0.96935 | 0.48468 | 0.19387 | 0.19387 | 0.19387 | 0.19387 | 0.19387 | 0.1703
Office_Lobby_Small_LIGHT_2013_SPEED | Lighting |  | WntrDsn | 2014-01-01 | 2014-12-31 | Constant | Hr 1: 0
Office_Lobby_Small_LIGHT_2013_SPEED | Lighting |  | SmrDsn | 2014-01-01 | 2014-12-31 | Constant | bar: Hr 1
Office_Lobby_Small_LIGHT_2013_SPEED | Lighting |  | Sun | 2014-01-01 | 2014-12-31 | Constant | Hr 1: 0.18
Office_Lobby_Small_LIGHT_2013_SPEED | Lighting |  | Sat | 2014-01-01 | 2014-12-31 | Constant | Hr 1: 0.18
Office_Lobby_Small_LIGHT_2013_SPEED | Lighting |  | Wkdy ¦ Default | 2014-01-01 | 2014-12-31 | Hourly | 0.18 | 0.18 | 0.18 | 0.18 | 0.18 | 0.23 | 0.17864 | 0.32621 | 0.69903 | 0.69903 | 0.69903 | 0.69903 | 0.62136 | 0.69903 | 0.69903 | 0.69903 | 0.69903 | 0.47379 | 0.32621 | 0.32621 | 0.24854 | 0.24854 | 0.17864 | 0.18
Office_Lobby_Small_EQUIP_2013_SPEED | Equipment |  | WntrDsn | 2014-01-01 | 2014-12-31 | Constant | Hr 1: 0
Office_Lobby_Small_EQUIP_2013_SPEED | Equipment |  | SmrDsn | 2014-01-01 | 2014-12-31 | Constant | bar: Hr 1
Office_Lobby_Small_EQUIP_2013_SPEED | Equipment |  | Sun | 2014-01-01 | 2014-12-31 | Constant | Hr 1: 0.16379
Office_Lobby_Small_EQUIP_2013_SPEED | Equipment |  | Sat | 2014-01-01 | 2014-12-31 | Constant | Hr 1: 0.16379
Office_Lobby_Small_EQUIP_2013_SPEED | Equipment |  | Wkdy ¦ Default | 2014-01-01 | 2014-12-31 | Hourly | 0.40948 | 0.40948 | 0.40948 | 0.40948 | 0.40948 | 0.40948 | 0.47975 | 0.47975 | 0.95951 | 0.95951 | 0.95951 | 0.95951 | 0.90193 | 0.95951 | 0.95951 | 0.95951 | 0.95951 | 0.47975 | 0.1919 | 0.1919 | 0.1919 | 0.1919 | 0.1919 | 0.16379
Office_Lobby_Small_INFIL_SPEED | Infiltration |  | WntrDsn | 2014-01-01 | 2014-12-31 | Constant | bar: Hr 1
Office_Lobby_Small_INFIL_SPEED | Infiltration |  | SmrDsn | 2014-01-01 | 2014-12-31 | Constant | bar: Hr 1
Office_Lobby_Small_INFIL_SPEED | Infiltration |  | Sun | 2014-01-01 | 2014-12-31 | Constant | bar: Hr 1
Office_Lobby_Small_INFIL_SPEED | Infiltration |  | Sat | 2014-01-01 | 2014-12-31 | Constant | bar: Hr 1
Office_Lobby_Small_INFIL_SPEED | Infiltration |  | Wkdy ¦ Default | 2014-01-01 | 2014-12-31 | Hourly | 1 | 1 | 1 | 1 | 1 | 1 | 0.5 | 0.5 | 0.5 | 0.5 | 0.5 | 0.5 | 0.5 | 0.5 | 0.5 | 0.5 | 0.5 | 0.5 | 0.5 | 0.5 | 0.5 | 0.5 | 1 | 1
Office_Lobby_Small_ACTIVITY_SPEED | Activity | W | WntrDsn | 2014-01-01 | 2014-12-31 | Constant | Hr 1: 120
Office_Lobby_Small_ACTIVITY_SPEED | Activity | W | SmrDsn | 2014-01-01 | 2014-12-31 | Constant | Hr 1: 120
Office_Lobby_Small_ACTIVITY_SPEED | Activity | W | Sun | 2014-01-01 | 2014-12-31 | Constant | Hr 1: 120
Office_Lobby_Small_ACTIVITY_SPEED | Activity | W | Sat | 2014-01-01 | 2014-12-31 | Constant | Hr 1: 120
Office_Lobby_Small_ACTIVITY_SPEED | Activity | W | Wkdy ¦ Default | 2014-01-01 | 2014-12-31 | Constant | Hr 1: 120
Office_Lobby_Small_OA_SPEED | OA Air |  | WntrDsn | 2014-01-01 | 2014-12-31 | Constant | bar: Hr 1
Office_Lobby_Small_OA_SPEED | OA Air |  | SmrDsn | 2014-01-01 | 2014-12-31 | Constant | bar: Hr 1
Office_Lobby_Small_OA_SPEED | OA Air |  | Sun | 2014-01-01 | 2014-12-31 | Constant | Hr 1: 0
Office_Lobby_Small_OA_SPEED | OA Air |  | Sat | 2014-01-01 | 2014-12-31 | Constant | Hr 1: 0
Office_Lobby_Small_OA_SPEED | OA Air |  | Wkdy ¦ Default | 2014-01-01 | 2014-12-31 | Hourly | 0 | 0 | 0 | 0 | 0 | 0 | 1 | 1 | 1 | 1 | 1 | 1 | 1 | 1 | 1 | 1 | 1 | 1 | 1 | 1 | 1 | 1 | 0 | 0
Office_Restroom_Small_CLGSETP_SPEED | Thermostat Setpoint | C | WntrDsn | 2014-01-01 | 2014-12-31 | Constant | Hr 1: 23.9
Office_Restroom_Small_CLGSETP_SPEED | Thermostat Setpoint | C | SmrDsn | 2014-01-01 | 2014-12-31 | Constant | Hr 1: 23.9
Office_Restroom_Small_CLGSETP_SPEED | Thermostat Setpoint | C | Sun | 2014-01-01 | 2014-12-31 | Constant | Hr 1: 25.6
Office_Restroom_Small_CLGSETP_SPEED | Thermostat Setpoint | C | Sat | 2014-01-01 | 2014-12-31 | Constant | Hr 1: 25.6
Office_Restroom_Small_CLGSETP_SPEED | Thermostat Setpoint | C | Wkdy ¦ Default | 2014-01-01 | 2014-12-31 | Hourly | 25.6 | 25.6 | 25.6 | 25.6 | 25.6 | 25.6 | 23.9 | 23.9 | 23.9 | 23.9 | 23.9 | 23.9 | 23.9 | 23.9 | 23.9 | 23.9 | 23.9 | 23.9 | 23.9 | 23.9 | 23.9 | 23.9 | 25.6 | 25.6
Office_Restroom_Small_HTGSETP_SPEED | Thermostat Setpoint | C | WntrDsn | 2014-01-01 | 2014-12-31 | Constant | Hr 1: 21.1
Office_Restroom_Small_HTGSETP_SPEED | Thermostat Setpoint | C | SmrDsn | 2014-01-01 | 2014-12-31 | Constant | Hr 1: 21.1
Office_Restroom_Small_HTGSETP_SPEED | Thermostat Setpoint | C | Sun | 2014-01-01 | 2014-12-31 | Constant | Hr 1: 19.4
Office_Restroom_Small_HTGSETP_SPEED | Thermostat Setpoint | C | Sat | 2014-01-01 | 2014-12-31 | Constant | Hr 1: 19.4
Office_Restroom_Small_HTGSETP_SPEED | Thermostat Setpoint | C | Wkdy ¦ Default | 2014-01-01 | 2014-12-31 | Hourly | 19.4 | 19.4 | 19.4 | 19.4 | 19.4 | 19.4 | 21.1 | 21.1 | 21.1 | 21.1 | 21.1 | 21.1 | 21.1 | 21.1 | 21.1 | 21.1 | 21.1 | 21.1 | 21.1 | 21.1 | 21.1 | 21.1 | 19.4 | 19.4
Office_Restroom_Small_OCC_SPEED | Occupancy |  | WntrDsn | 2014-01-01 | 2014-12-31 | Constant | Hr 1: 0
Office_Restroom_Small_OCC_SPEED | Occupancy |  | SmrDsn | 2014-01-01 | 2014-12-31 | Constant | bar: Hr 1
Office_Restroom_Small_OCC_SPEED | Occupancy |  | Sun | 2014-01-01 | 2014-12-31 | Constant | Hr 1: 0
Office_Restroom_Small_OCC_SPEED | Occupancy |  | Sat | 2014-01-01 | 2014-12-31 | Constant | Hr 1: 0
Office_Restroom_Small_OCC_SPEED | Occupancy |  | Wkdy ¦ Default | 2014-01-01 | 2014-12-31 | Hourly | 0 | 0 | 0 | 0 | 0 | 0 | 0.11 | 0.21 | 1 | 1 | 1 | 1 | 0.53 | 1 | 1 | 1 | 1 | 0.32 | 0.11 | 0.11 | 0.11 | 0.11 | 0.05 | 0
Office_Restroom_Small_LIGHT_2007_SPEED | Lighting |  | WntrDsn | 2014-01-01 | 2014-12-31 | Constant | Hr 1: 0
Office_Restroom_Small_LIGHT_2007_SPEED | Lighting |  | SmrDsn | 2014-01-01 | 2014-12-31 | Constant | bar: Hr 1
Office_Restroom_Small_LIGHT_2007_SPEED | Lighting |  | Sun | 2014-01-01 | 2014-12-31 | Constant | Hr 1: 0.18
Office_Restroom_Small_LIGHT_2007_SPEED | Lighting |  | Sat | 2014-01-01 | 2014-12-31 | Constant | Hr 1: 0.18
Office_Restroom_Small_LIGHT_2007_SPEED | Lighting |  | Wkdy ¦ Default | 2014-01-01 | 2014-12-31 | Hourly | 0.18 | 0.18 | 0.18 | 0.18 | 0.18 | 0.23 | 0.23 | 0.42 | 0.9 | 0.9 | 0.9 | 0.9 | 0.8 | 0.9 | 0.9 | 0.9 | 0.9 | 0.61 | 0.42 | 0.42 | 0.32 | 0.32 | 0.23 | 0.18
Office_Restroom_Small_EQUIP_2007_SPEED | Equipment |  | WntrDsn | 2014-01-01 | 2014-12-31 | Constant | Hr 1: 0
Office_Restroom_Small_EQUIP_2007_SPEED | Equipment |  | SmrDsn | 2014-01-01 | 2014-12-31 | Constant | bar: Hr 1
Office_Restroom_Small_EQUIP_2007_SPEED | Equipment |  | Sun | 2014-01-01 | 2014-12-31 | Constant | Hr 1: 0.2
Office_Restroom_Small_EQUIP_2007_SPEED | Equipment |  | Sat | 2014-01-01 | 2014-12-31 | Constant | Hr 1: 0.2
Office_Restroom_Small_EQUIP_2007_SPEED | Equipment |  | Wkdy ¦ Default | 2014-01-01 | 2014-12-31 | Hourly | 0.5 | 0.5 | 0.5 | 0.5 | 0.5 | 0.5 | 0.5 | 0.5 | 1 | 1 | 1 | 1 | 0.94 | 1 | 1 | 1 | 1 | 0.5 | 0.2 | 0.2 | 0.2 | 0.2 | 0.2 | 0.2
Office_Restroom_Small_LIGHT_2010_SPEED | Lighting |  | WntrDsn | 2014-01-01 | 2014-12-31 | Constant | Hr 1: 0
Office_Restroom_Small_LIGHT_2010_SPEED | Lighting |  | SmrDsn | 2014-01-01 | 2014-12-31 | Constant | bar: Hr 1
Office_Restroom_Small_LIGHT_2010_SPEED | Lighting |  | Sun | 2014-01-01 | 2014-12-31 | Constant | Hr 1: 0.18
Office_Restroom_Small_LIGHT_2010_SPEED | Lighting |  | Sat | 2014-01-01 | 2014-12-31 | Constant | Hr 1: 0.18
Office_Restroom_Small_LIGHT_2010_SPEED | Lighting |  | Wkdy ¦ Default | 2014-01-01 | 2014-12-31 | Hourly | 0.18 | 0.18 | 0.18 | 0.18 | 0.18 | 0.23 | 0.18706 | 0.34159 | 0.73197 | 0.73197 | 0.73197 | 0.73197 | 0.65064 | 0.73197 | 0.73197 | 0.73197 | 0.73197 | 0.49611 | 0.34159 | 0.34159 | 0.26026 | 0.26026 | 0.18706 | 0.18
Office_Restroom_Small_EQUIP_2010_SPEED | Equipment |  | WntrDsn | 2014-01-01 | 2014-12-31 | Constant | Hr 1: 0
Office_Restroom_Small_EQUIP_2010_SPEED | Equipment |  | SmrDsn | 2014-01-01 | 2014-12-31 | Constant | bar: Hr 1
Office_Restroom_Small_EQUIP_2010_SPEED | Equipment |  | Sun | 2014-01-01 | 2014-12-31 | Constant | Hr 1: 0.2
Office_Restroom_Small_EQUIP_2010_SPEED | Equipment |  | Sat | 2014-01-01 | 2014-12-31 | Constant | Hr 1: 0.2
Office_Restroom_Small_EQUIP_2010_SPEED | Equipment |  | Wkdy ¦ Default | 2014-01-01 | 2014-12-31 | Hourly | 0.42575 | 0.42575 | 0.42575 | 0.42575 | 0.42575 | 0.42575 | 0.48468 | 0.48468 | 0.96935 | 0.96935 | 0.96935 | 0.96935 | 0.91119 | 0.96935 | 0.96935 | 0.96935 | 0.96935 | 0.48468 | 0.19387 | 0.19387 | 0.19387 | 0.19387 | 0.19387 | 0.1703
Office_Restroom_Small_LIGHT_2013_SPEED | Lighting |  | WntrDsn | 2014-01-01 | 2014-12-31 | Constant | Hr 1: 0
Office_Restroom_Small_LIGHT_2013_SPEED | Lighting |  | SmrDsn | 2014-01-01 | 2014-12-31 | Constant | bar: Hr 1
Office_Restroom_Small_LIGHT_2013_SPEED | Lighting |  | Sun | 2014-01-01 | 2014-12-31 | Constant | Hr 1: 0.18
Office_Restroom_Small_LIGHT_2013_SPEED | Lighting |  | Sat | 2014-01-01 | 2014-12-31 | Constant | Hr 1: 0.18
Office_Restroom_Small_LIGHT_2013_SPEED | Lighting |  | Wkdy ¦ Default | 2014-01-01 | 2014-12-31 | Hourly | 0.18 | 0.18 | 0.18 | 0.18 | 0.18 | 0.23 | 0.17864 | 0.32621 | 0.69903 | 0.69903 | 0.69903 | 0.69903 | 0.62136 | 0.69903 | 0.69903 | 0.69903 | 0.69903 | 0.47379 | 0.32621 | 0.32621 | 0.24854 | 0.24854 | 0.17864 | 0.18
Office_Restroom_Small_EQUIP_2013_SPEED | Equipment |  | WntrDsn | 2014-01-01 | 2014-12-31 | Constant | Hr 1: 0
Office_Restroom_Small_EQUIP_2013_SPEED | Equipment |  | SmrDsn | 2014-01-01 | 2014-12-31 | Constant | bar: Hr 1
Office_Restroom_Small_EQUIP_2013_SPEED | Equipment |  | Sun | 2014-01-01 | 2014-12-31 | Constant | Hr 1: 0.16379
Office_Restroom_Small_EQUIP_2013_SPEED | Equipment |  | Sat | 2014-01-01 | 2014-12-31 | Constant | Hr 1: 0.16379
Office_Restroom_Small_EQUIP_2013_SPEED | Equipment |  | Wkdy ¦ Default | 2014-01-01 | 2014-12-31 | Hourly | 0.40948 | 0.40948 | 0.40948 | 0.40948 | 0.40948 | 0.40948 | 0.47975 | 0.47975 | 0.95951 | 0.95951 | 0.95951 | 0.95951 | 0.90193 | 0.95951 | 0.95951 | 0.95951 | 0.95951 | 0.47975 | 0.1919 | 0.1919 | 0.1919 | 0.1919 | 0.1919 | 0.16379
Office_Restroom_Small_INFIL_SPEED | Infiltration |  | WntrDsn | 2014-01-01 | 2014-12-31 | Constant | bar: Hr 1
Office_Restroom_Small_INFIL_SPEED | Infiltration |  | SmrDsn | 2014-01-01 | 2014-12-31 | Constant | bar: Hr 1
Office_Restroom_Small_INFIL_SPEED | Infiltration |  | Sun | 2014-01-01 | 2014-12-31 | Constant | bar: Hr 1
Office_Restroom_Small_INFIL_SPEED | Infiltration |  | Sat | 2014-01-01 | 2014-12-31 | Constant | bar: Hr 1
Office_Restroom_Small_INFIL_SPEED | Infiltration |  | Wkdy ¦ Default | 2014-01-01 | 2014-12-31 | Hourly | 1 | 1 | 1 | 1 | 1 | 1 | 0.5 | 0.5 | 0.5 | 0.5 | 0.5 | 0.5 | 0.5 | 0.5 | 0.5 | 0.5 | 0.5 | 0.5 | 0.5 | 0.5 | 0.5 | 0.5 | 1 | 1
Office_Restroom_Small_ACTIVITY_SPEED | Activity | W | WntrDsn | 2014-01-01 | 2014-12-31 | Constant | Hr 1: 120
Office_Restroom_Small_ACTIVITY_SPEED | Activity | W | SmrDsn | 2014-01-01 | 2014-12-31 | Constant | Hr 1: 120
Office_Restroom_Small_ACTIVITY_SPEED | Activity | W | Sun | 2014-01-01 | 2014-12-31 | Constant | Hr 1: 120
Office_Restroom_Small_ACTIVITY_SPEED | Activity | W | Sat | 2014-01-01 | 2014-12-31 | Constant | Hr 1: 120
Office_Restroom_Small_ACTIVITY_SPEED | Activity | W | Wkdy ¦ Default | 2014-01-01 | 2014-12-31 | Constant | Hr 1: 120
Office_Restroom_Small_OA_SPEED | OA Air |  | WntrDsn | 2014-01-01 | 2014-12-31 | Constant | bar: Hr 1
Office_Restroom_Small_OA_SPEED | OA Air |  | SmrDsn | 2014-01-01 | 2014-12-31 | Constant | bar: Hr 1
Office_Restroom_Small_OA_SPEED | OA Air |  | Sun | 2014-01-01 | 2014-12-31 | Constant | Hr 1: 0
Office_Restroom_Small_OA_SPEED | OA Air |  | Sat | 2014-01-01 | 2014-12-31 | Constant | Hr 1: 0
Office_Restroom_Small_OA_SPEED | OA Air |  | Wkdy ¦ Default | 2014-01-01 | 2014-12-31 | Hourly | 0 | 0 | 0 | 0 | 0 | 0 | 1 | 1 | 1 | 1 | 1 | 1 | 1 | 1 | 1 | 1 | 1 | 1 | 1 | 1 | 1 | 1 | 0 | 0
Hospital_Basement_CLGSETP_SPEED | Thermostat Setpoint | C | WntrDsn | 2014-01-01 | 2014-12-31 | Constant | Hr 1: 23.9
Hospital_Basement_CLGSETP_SPEED | Thermostat Setpoint | C | SmrDsn | 2014-01-01 | 2014-12-31 | Constant | Hr 1: 23.9
Hospital_Basement_CLGSETP_SPEED | Thermostat Setpoint | C | Sun | 2014-01-01 | 2014-12-31 | Constant | Hr 1: 25.6
Hospital_Basement | Thermostat Setpoint | C | Sat | 2014-01-01 | 2014-12-31 | Hourly | 25.6 | 25.6 | 25.6 | 25.6 | 25.6 | 25.6 | 25.6 | 23.9 | 23.9 | 23.9 | 23.9 | 23.9 | 23.9 | 23.9 | 23.9 | 23.9 | 23.9 | 23.9 | 23.9 | 25.6 | 25.6 | 25.6 | 25.6 | 25.6
Hospital_Basement_CLGSETP_SPEED | Thermostat Setpoint | C | Wkdy ¦ Default | 2014-01-01 | 2014-12-31 | Hourly | 25.6 | 25.6 | 25.6 | 25.6 | 25.6 | 25.6 | 25.6 | 23.9 | 23.9 | 23.9 | 23.9 | 23.9 | 23.9 | 23.9 | 23.9 | 23.9 | 23.9 | 23.9 | 23.9 | 23.9 | 23.9 | 23.9 | 25.6 | 25.6
Hospital_Basement_HTGSETP_SPEED | Thermostat Setpoint | C | WntrDsn | 2014-01-01 | 2014-12-31 | Constant | Hr 1: 21.1
Hospital_Basement_HTGSETP_SPEED | Thermostat Setpoint | C | SmrDsn | 2014-01-01 | 2014-12-31 | Constant | Hr 1: 21.1
Hospital_Basement_HTGSETP_SPEED | Thermostat Setpoint | C | Sun | 2014-01-01 | 2014-12-31 | Constant | Hr 1: 19.4
Hospital_Basement_HTGSETP_SPEED | Thermostat Setpoint | C | Sat | 2014-01-01 | 2014-12-31 | Hourly | 19.4 | 19.4 | 19.4 | 19.4 | 19.4 | 19.4 | 19.4 | 21.1 | 21.1 | 21.1 | 21.1 | 21.1 | 21.1 | 21.1 | 21.1 | 21.1 | 21.1 | 21.1 | 21.1 | 19.4 | 19.4 | 19.4 | 19.4 | 19.4
Hospital_Basement_HTGSETP_SPEED | Thermostat Setpoint | C | Wkdy ¦ Default | 2014-01-01 | 2014-12-31 | Hourly | 19.4 | 19.4 | 19.4 | 19.4 | 19.4 | 19.4 | 19.4 | 21.1 | 21.1 | 21.1 | 21.1 | 21.1 | 21.1 | 21.1 | 21.1 | 21.1 | 21.1 | 21.1 | 21.1 | 21.1 | 21.1 | 21.1 | 19.4 | 19.4
Hospital_Basement_OCC_SPEED | Occupancy |  | WntrDsn | 2014-01-01 | 2014-12-31 | Constant | Hr 1: 0
Hospital_Basement_OCC_SPEED | Occupancy |  | SmrDsn | 2014-01-01 | 2014-12-31 | Constant | bar: Hr 1
Hospital_Basement_OCC_SPEED | Occupancy |  | Sun | 2014-01-01 | 2014-12-31 | Hourly | 0 | 0 | 0 | 0 | 0 | 0 | 0 | 0 | 0.05 | 0.05 | 0.05 | 0.05 | 0.05 | 0.05 | 0.05 | 0.05 | 0 | 0 | 0 | 0 | 0 | 0 | 0 | 0
Hospital_Basement_OCC_SPEED | Occupancy |  | Sat | 2014-01-01 | 2014-12-31 | Hourly | 0 | 0 | 0 | 0 | 0 | 0 | 0 | 0.1 | 0.3 | 0.4 | 0.4 | 0.4 | 0.4 | 0.4 | 0.4 | 0.4 | 0.4 | 0.1 | 0.1 | 0 | 0 | 0 | 0 | 0
Hospital_Basement_OCC_SPEED | Occupancy |  | Wkdy ¦ Default | 2014-01-01 | 2014-12-31 | Hourly | 0 | 0 | 0 | 0 | 0 | 0 | 0 | 0.1 | 0.5 | 0.8 | 0.8 | 0.8 | 0.8 | 0.8 | 0.8 | 0.8 | 0.8 | 0.5 | 0.3 | 0.3 | 0.2 | 0.2 | 0 | 0
Hospital_Basement_LIGHT_2007_SPEED | Lighting |  | WntrDsn | 2014-01-01 | 2014-12-31 | Constant | Hr 1: 0
Hospital_Basement_LIGHT_2007_SPEED | Lighting |  | SmrDsn | 2014-01-01 | 2014-12-31 | Constant | bar: Hr 1
Hospital_Basement_LIGHT_2007_SPEED | Lighting |  | Sun | 2014-01-01 | 2014-12-31 | Hourly | 0.05 | 0.05 | 0.05 | 0.05 | 0.05 | 0.05 | 0.05 | 0.05 | 0.1 | 0.1 | 0.1 | 0.1 | 0.1 | 0.1 | 0.1 | 0.1 | 0.05 | 0.05 | 0.05 | 0.05 | 0.05 | 0.05 | 0.05 | 0.05
Hospital_Basement_LIGHT_2007_SPEED | Lighting |  | Sat | 2014-01-01 | 2014-12-31 | Hourly | 0.1 | 0.1 | 0.1 | 0.1 | 0.1 | 0.1 | 0.1 | 0.2 | 0.4 | 0.4 | 0.4 | 0.4 | 0.4 | 0.4 | 0.4 | 0.4 | 0.4 | 0.4 | 0.1 | 0.1 | 0.1 | 0.1 | 0.1 | 0.1
Hospital_Basement_LIGHT_2007_SPEED | Lighting |  | Wkdy ¦ Default | 2014-01-01 | 2014-12-31 | Hourly | 0.1 | 0.1 | 0.1 | 0.1 | 0.1 | 0.1 | 0.1 | 0.5 | 0.9 | 0.9 | 0.9 | 0.9 | 0.9 | 0.9 | 0.9 | 0.9 | 0.3 | 0.3 | 0.3 | 0.3 | 0.3 | 0.3 | 0.3 | 0.1
Hospital_Basement_EQUIP_2007_SPEED | Equipment |  | WntrDsn | 2014-01-01 | 2014-12-31 | Constant | Hr 1: 0
Hospital_Basement_EQUIP_2007_SPEED | Equipment |  | SmrDsn | 2014-01-01 | 2014-12-31 | Constant | bar: Hr 1
Hospital_Basement_EQUIP_2007_SPEED | Equipment |  | Sun | 2014-01-01 | 2014-12-31 | Hourly | 0.26195 | 0.26195 | 0.26195 | 0.26195 | 0.26195 | 0.26195 | 0.26195 | 0.26195 | 0.34927 | 0.34927 | 0.34927 | 0.34927 | 0.34927 | 0.34927 | 0.34927 | 0.34927 | 0.26195 | 0.26195 | 0.26195 | 0.26195 | 0.26195 | 0.26195 | 0.26195 | 0.26195
Hospital_Basement_EQUIP_2007_SPEED | Equipment |  | Sat | 2014-01-01 | 2014-12-31 | Hourly | 0.34927 | 0.34927 | 0.34927 | 0.34927 | 0.34927 | 0.34927 | 0.34927 | 0.487 | 0.6331 | 0.6331 | 0.6331 | 0.6331 | 0.6331 | 0.6331 | 0.6331 | 0.6331 | 0.6331 | 0.6331 | 0.34927 | 0.34927 | 0.34927 | 0.34927 | 0.34927 | 0.34927
Hospital_Basement_EQUIP_2007_SPEED | Equipment |  | Wkdy ¦ Default | 2014-01-01 | 2014-12-31 | Hourly | 0.34927 | 0.34927 | 0.34927 | 0.34927 | 0.34927 | 0.34927 | 0.34927 | 0.6818 | 0.8766 | 0.8766 | 0.8766 | 0.8766 | 0.8766 | 0.8766 | 0.8766 | 0.8766 | 0.5844 | 0.5844 | 0.5844 | 0.5844 | 0.5844 | 0.5844 | 0.5239 | 0.34927
Hospital_Basement_LIGHT_2010_SPEED | Lighting |  | WntrDsn | 2014-01-01 | 2014-12-31 | Constant | Hr 1: 0
Hospital_Basement_LIGHT_2010_SPEED | Lighting |  | SmrDsn | 2014-01-01 | 2014-12-31 | Constant | bar: Hr 1
Hospital_Basement_LIGHT_2010_SPEED | Lighting |  | Sun | 2014-01-01 | 2014-12-31 | Hourly | 0.05 | 0.05 | 0.05 | 0.05 | 0.05 | 0.05 | 0.05 | 0.05 | 0.1 | 0.1 | 0.1 | 0.1 | 0.1 | 0.1 | 0.1 | 0.1 | 0.05 | 0.05 | 0.05 | 0.05 | 0.05 | 0.05 | 0.05 | 0.05
Hospital_Basement_LIGHT_2010_SPEED | Lighting |  | Sat | 2014-01-01 | 2014-12-31 | Hourly | 0.1 | 0.1 | 0.1 | 0.1 | 0.1 | 0.1 | 0.1 | 0.2 | 0.4 | 0.4 | 0.4 | 0.4 | 0.4 | 0.4 | 0.4 | 0.4 | 0.4 | 0.4 | 0.1 | 0.1 | 0.1 | 0.1 | 0.1 | 0.1
Hospital_Basement_LIGHT_2010_SPEED | Lighting |  | Wkdy ¦ Default | 2014-01-01 | 2014-12-31 | Hourly | 0.1 | 0.1 | 0.1 | 0.1 | 0.1 | 0.1 | 0.1 | 0.5 | 0.9 | 0.9 | 0.9 | 0.9 | 0.9 | 0.9 | 0.9 | 0.9 | 0.3 | 0.3 | 0.3 | 0.3 | 0.3 | 0.3 | 0.3 | 0.1
Hospital_Basement_EQUIP_2010_SPEED | Equipment |  | WntrDsn | 2014-01-01 | 2014-12-31 | Constant | Hr 1: 0
Hospital_Basement_EQUIP_2010_SPEED | Equipment |  | SmrDsn | 2014-01-01 | 2014-12-31 | Constant | bar: Hr 1
Hospital_Basement_EQUIP_2010_SPEED | Equipment |  | Sun | 2014-01-01 | 2014-12-31 | Hourly | 0.26195 | 0.26195 | 0.26195 | 0.26195 | 0.26195 | 0.26195 | 0.26195 | 0.26195 | 0.34927 | 0.34927 | 0.34927 | 0.34927 | 0.34927 | 0.34927 | 0.34927 | 0.34927 | 0.26195 | 0.26195 | 0.26195 | 0.26195 | 0.26195 | 0.26195 | 0.26195 | 0.26195
Hospital_Basement_EQUIP_2010_SPEED | Equipment |  | Sat | 2014-01-01 | 2014-12-31 | Hourly | 0.34927 | 0.34927 | 0.34927 | 0.34927 | 0.34927 | 0.34927 | 0.34927 | 0.487 | 0.6331 | 0.6331 | 0.6331 | 0.6331 | 0.6331 | 0.6331 | 0.6331 | 0.6331 | 0.6331 | 0.6331 | 0.34927 | 0.34927 | 0.34927 | 0.34927 | 0.34927 | 0.34927
Hospital_Basement_EQUIP_2010_SPEED | Equipment |  | Wkdy ¦ Default | 2014-01-01 | 2014-12-31 | Hourly | 0.34927 | 0.34927 | 0.34927 | 0.34927 | 0.34927 | 0.34927 | 0.34927 | 0.6818 | 0.8766 | 0.8766 | 0.8766 | 0.8766 | 0.8766 | 0.8766 | 0.8766 | 0.8766 | 0.5844 | 0.5844 | 0.5844 | 0.5844 | 0.5844 | 0.5844 | 0.5239 | 0.34927
Hospital_Basement_LIGHT_2013_SPEED | Lighting |  | WntrDsn | 2014-01-01 | 2014-12-31 | Constant | Hr 1: 0
Hospital_Basement_LIGHT_2013_SPEED | Lighting |  | SmrDsn | 2014-01-01 | 2014-12-31 | Constant | bar: Hr 1
Hospital_Basement_LIGHT_2013_SPEED | Lighting |  | Sun | 2014-01-01 | 2014-12-31 | Hourly | 0.05 | 0.05 | 0.05 | 0.05 | 0.05 | 0.05 | 0.05 | 0.05 | 0.1 | 0.1 | 0.1 | 0.1 | 0.1 | 0.1 | 0.1 | 0.1 | 0.05 | 0.05 | 0.05 | 0.05 | 0.05 | 0.05 | 0.05 | 0.05
Hospital_Basement_LIGHT_2013_SPEED | Lighting |  | Sat | 2014-01-01 | 2014-12-31 | Hourly | 0.1 | 0.1 | 0.1 | 0.1 | 0.1 | 0.1 | 0.1 | 0.2 | 0.4 | 0.4 | 0.4 | 0.4 | 0.4 | 0.4 | 0.4 | 0.4 | 0.4 | 0.4 | 0.1 | 0.1 | 0.1 | 0.1 | 0.1 | 0.1
Hospital_Basement_LIGHT_2013_SPEED | Lighting |  | Wkdy ¦ Default | 2014-01-01 | 2014-12-31 | Hourly | 0.1 | 0.1 | 0.1 | 0.1 | 0.1 | 0.1 | 0.1 | 0.5 | 0.9 | 0.9 | 0.9 | 0.9 | 0.9 | 0.9 | 0.9 | 0.9 | 0.3 | 0.3 | 0.3 | 0.3 | 0.3 | 0.3 | 0.3 | 0.1
Hospital_Basement_EQUIP_2013_SPEED | Equipment |  | WntrDsn | 2014-01-01 | 2014-12-31 | Constant | Hr 1: 0
Hospital_Basement_EQUIP_2013_SPEED | Equipment |  | SmrDsn | 2014-01-01 | 2014-12-31 | Constant | bar: Hr 1
Hospital_Basement_EQUIP_2013_SPEED | Equipment |  | Sun | 2014-01-01 | 2014-12-31 | Hourly | 0.26195 | 0.26195 | 0.26195 | 0.26195 | 0.26195 | 0.26195 | 0.26195 | 0.26195 | 0.34927 | 0.34927 | 0.34927 | 0.34927 | 0.34927 | 0.34927 | 0.34927 | 0.34927 | 0.26195 | 0.26195 | 0.26195 | 0.26195 | 0.26195 | 0.26195 | 0.26195 | 0.26195
Hospital_Basement_EQUIP_2013_SPEED | Equipment |  | Sat | 2014-01-01 | 2014-12-31 | Hourly | 0.34927 | 0.34927 | 0.34927 | 0.34927 | 0.34927 | 0.34927 | 0.34927 | 0.487 | 0.6331 | 0.6331 | 0.6331 | 0.6331 | 0.6331 | 0.6331 | 0.6331 | 0.6331 | 0.6331 | 0.6331 | 0.34927 | 0.34927 | 0.34927 | 0.34927 | 0.34927 | 0.34927
Hospital_Basement_EQUIP_2013_SPEED | Equipment |  | Wkdy ¦ Default | 2014-01-01 | 2014-12-31 | Hourly | 0.34927 | 0.34927 | 0.34927 | 0.34927 | 0.34927 | 0.34927 | 0.34927 | 0.6818 | 0.8766 | 0.8766 | 0.8766 | 0.8766 | 0.8766 | 0.8766 | 0.8766 | 0.8766 | 0.5844 | 0.5844 | 0.5844 | 0.5844 | 0.5844 | 0.5844 | 0.5239 | 0.34927
Hospital_Basement_INFIL_SPEED | Infiltration |  | WntrDsn | 2014-01-01 | 2014-12-31 | Constant | bar: Hr 1
Hospital_Basement_INFIL_SPEED | Infiltration |  | SmrDsn | 2014-01-01 | 2014-12-31 | Constant | bar: Hr 1
Hospital_Basement_INFIL_SPEED | Infiltration |  | Sun | 2014-01-01 | 2014-12-31 | Constant | Hr 1: 0.5
Hospital_Basement_INFIL_SPEED | Infiltration |  | Sat | 2014-01-01 | 2014-12-31 | Constant | Hr 1: 0.5
Hospital_Basement_INFIL_SPEED | Infiltration |  | Wkdy ¦ Default | 2014-01-01 | 2014-12-31 | Constant | Hr 1: 0.5
Hospital_Basement_ACTIVITY_SPEED | Activity | W | WntrDsn | 2014-01-01 | 2014-12-31 | Constant | Hr 1: 120
Hospital_Basement_ACTIVITY_SPEED | Activity | W | SmrDsn | 2014-01-01 | 2014-12-31 | Constant | Hr 1: 120
Hospital_Basement_ACTIVITY_SPEED | Activity | W | Sun | 2014-01-01 | 2014-12-31 | Constant | Hr 1: 120
Hospital_Basement_ACTIVITY_SPEED | Activity | W | Sat | 2014-01-01 | 2014-12-31 | Constant | Hr 1: 120
Hospital_Basement_ACTIVITY_SPEED | Activity | W | Wkdy ¦ Default | 2014-01-01 | 2014-12-31 | Constant | Hr 1: 120
Hospital_Basement_OA_SPEED | OA Air |  | WntrDsn | 2014-01-01 | 2014-12-31 | Constant | bar: Hr 1
Hospital_Basement_OA_SPEED | OA Air |  | SmrDsn | 2014-01-01 | 2014-12-31 | Constant | bar: Hr 1
Hospital_Basement_OA_SPEED | OA Air |  | Sun | 2014-01-01 | 2014-12-31 | Constant | Hr 1: 0
Hospital_Basement_OA_SPEED | OA Air |  | Sat | 2014-01-01 | 2014-12-31 | Hourly | 0 | 0 | 0 | 0 | 0 | 0 | 0 | 1 | 1 | 1 | 1 | 1 | 1 | 1 | 1 | 1 | 1 | 1 | 1 | 0 | 0 | 0 | 0 | 0
Hospital_Basement_OA_SPEED | OA Air |  | Wkdy ¦ Default | 2014-01-01 | 2014-12-31 | Hourly | 0 | 0 | 0 | 0 | 0 | 0 | 0 | 1 | 1 | 1 | 1 | 1 | 1 | 1 | 1 | 1 | 1 | 1 | 1 | 1 | 1 | 1 | 0 | 0
Hospital_Lab_CLGSETP_SPEED | Thermostat Setpoint | C | WntrDsn | 2014-01-01 | 2014-12-31 | Constant | Hr 1: 23.9
Hospital_Lab_CLGSETP_SPEED | Thermostat Setpoint | C | SmrDsn | 2014-01-01 | 2014-12-31 | Constant | Hr 1: 23.9
Hospital_Lab_CLGSETP_SPEED | Thermostat Setpoint | C | Sun | 2014-01-01 | 2014-12-31 | Constant | Hr 1: 25.6
Hospital_Lab_CLGSETP_SPEED | Thermostat Setpoint | C | Sat | 2014-01-01 | 2014-12-31 | Hourly | 25.6 | 25.6 | 25.6 | 25.6 | 25.6 | 25.6 | 25.6 | 23.9 | 23.9 | 23.9 | 23.9 | 23.9 | 23.9 | 23.9 | 23.9 | 23.9 | 23.9 | 23.9 | 23.9 | 25.6 | 25.6 | 25.6 | 25.6 | 25.6
Hospital_Lab_CLGSETP_SPEED | Thermostat Setpoint | C | Wkdy ¦ Default | 2014-01-01 | 2014-12-31 | Hourly | 25.6 | 25.6 | 25.6 | 25.6 | 25.6 | 25.6 | 25.6 | 23.9 | 23.9 | 23.9 | 23.9 | 23.9 | 23.9 | 23.9 | 23.9 | 23.9 | 23.9 | 23.9 | 23.9 | 23.9 | 23.9 | 23.9 | 25.6 | 25.6
Hospital_Lab_HTGSETP_SPEED | Thermostat Setpoint | C | WntrDsn | 2014-01-01 | 2014-12-31 | Constant | Hr 1: 21.1
Hospital_Lab_HTGSETP_SPEED | Thermostat Setpoint | C | SmrDsn | 2014-01-01 | 2014-12-31 | Constant | Hr 1: 21.1
Hospital_Lab_HTGSETP_SPEED | Thermostat Setpoint | C | Sun | 2014-01-01 | 2014-12-31 | Constant | Hr 1: 19.4
Hospital_Lab_HTGSETP_SPEED | Thermostat Setpoint | C | Sat | 2014-01-01 | 2014-12-31 | Hourly | 19.4 | 19.4 | 19.4 | 19.4 | 19.4 | 19.4 | 19.4 | 21.1 | 21.1 | 21.1 | 21.1 | 21.1 | 21.1 | 21.1 | 21.1 | 21.1 | 21.1 | 21.1 | 21.1 | 19.4 | 19.4 | 19.4 | 19.4 | 19.4
Hospital_Lab_HTGSETP_SPEED | Thermostat Setpoint | C | Wkdy ¦ Default | 2014-01-01 | 2014-12-31 | Hourly | 19.4 | 19.4 | 19.4 | 19.4 | 19.4 | 19.4 | 19.4 | 21.1 | 21.1 | 21.1 | 21.1 | 21.1 | 21.1 | 21.1 | 21.1 | 21.1 | 21.1 | 21.1 | 21.1 | 21.1 | 21.1 | 21.1 | 19.4 | 19.4
Hospital_Lab_OCC_SPEED | Occupancy |  | WntrDsn | 2014-01-01 | 2014-12-31 | Constant | Hr 1: 0
Hospital_Lab_OCC_SPEED | Occupancy |  | SmrDsn | 2014-01-01 | 2014-12-31 | Constant | bar: Hr 1
Hospital_Lab_OCC_SPEED | Occupancy |  | Sun | 2014-01-01 | 2014-12-31 | Hourly | 0 | 0 | 0 | 0 | 0 | 0 | 0 | 0 | 0.05 | 0.05 | 0.05 | 0.05 | 0.05 | 0.05 | 0.05 | 0.05 | 0 | 0 | 0 | 0 | 0 | 0 | 0 | 0
Hospital_Lab_OCC_SPEED | Occupancy |  | Sat | 2014-01-01 | 2014-12-31 | Hourly | 0 | 0 | 0 | 0 | 0 | 0 | 0 | 0.1 | 0.3 | 0.4 | 0.4 | 0.4 | 0.4 | 0.4 | 0.4 | 0.4 | 0.4 | 0.1 | 0.1 | 0 | 0 | 0 | 0 | 0
Hospital_Lab_OCC_SPEED | Occupancy |  | Wkdy ¦ Default | 2014-01-01 | 2014-12-31 | Hourly | 0 | 0 | 0 | 0 | 0 | 0 | 0 | 0.1 | 0.5 | 0.8 | 0.8 | 0.8 | 0.8 | 0.8 | 0.8 | 0.8 | 0.8 | 0.5 | 0.3 | 0.3 | 0.2 | 0.2 | 0 | 0
Hospital_Lab_LIGHT_2007_SPEED | Lighting |  | WntrDsn | 2014-01-01 | 2014-12-31 | Constant | Hr 1: 0
Hospital_Lab_LIGHT_2007_SPEED | Lighting |  | SmrDsn | 2014-01-01 | 2014-12-31 | Constant | bar: Hr 1
Hospital_Lab_LIGHT_2007_SPEED | Lighting |  | Sun | 2014-01-01 | 2014-12-31 | Hourly | 0.05 | 0.05 | 0.05 | 0.05 | 0.05 | 0.05 | 0.05 | 0.05 | 0.1 | 0.1 | 0.1 | 0.1 | 0.1 | 0.1 | 0.1 | 0.1 | 0.05 | 0.05 | 0.05 | 0.05 | 0.05 | 0.05 | 0.05 | 0.05
Hospital_Lab_LIGHT_2007_SPEED | Lighting |  | Sat | 2014-01-01 | 2014-12-31 | Hourly | 0.1 | 0.1 | 0.1 | 0.1 | 0.1 | 0.1 | 0.1 | 0.2 | 0.4 | 0.4 | 0.4 | 0.4 | 0.4 | 0.4 | 0.4 | 0.4 | 0.4 | 0.4 | 0.1 | 0.1 | 0.1 | 0.1 | 0.1 | 0.1
Hospital_Lab_LIGHT_2007_SPEED | Lighting |  | Wkdy ¦ Default | 2014-01-01 | 2014-12-31 | Hourly | 0.1 | 0.1 | 0.1 | 0.1 | 0.1 | 0.1 | 0.1 | 0.5 | 0.9 | 0.9 | 0.9 | 0.9 | 0.9 | 0.9 | 0.9 | 0.9 | 0.3 | 0.3 | 0.3 | 0.3 | 0.3 | 0.3 | 0.3 | 0.1
Hospital_Lab_EQUIP_2007_SPEED | Equipment |  | WntrDsn | 2014-01-01 | 2014-12-31 | Constant | Hr 1: 0
Hospital_Lab_EQUIP_2007_SPEED | Equipment |  | SmrDsn | 2014-01-01 | 2014-12-31 | Constant | bar: Hr 1
Hospital_Lab_EQUIP_2007_SPEED | Equipment |  | Sun | 2014-01-01 | 2014-12-31 | Hourly | 0.26195 | 0.26195 | 0.26195 | 0.26195 | 0.26195 | 0.26195 | 0.26195 | 0.26195 | 0.34927 | 0.34927 | 0.34927 | 0.34927 | 0.34927 | 0.34927 | 0.34927 | 0.34927 | 0.26195 | 0.26195 | 0.26195 | 0.26195 | 0.26195 | 0.26195 | 0.26195 | 0.26195
Hospital_Lab_EQUIP_2007_SPEED | Equipment |  | Sat | 2014-01-01 | 2014-12-31 | Hourly | 0.34927 | 0.34927 | 0.34927 | 0.34927 | 0.34927 | 0.34927 | 0.34927 | 0.487 | 0.6331 | 0.6331 | 0.6331 | 0.6331 | 0.6331 | 0.6331 | 0.6331 | 0.6331 | 0.6331 | 0.6331 | 0.34927 | 0.34927 | 0.34927 | 0.34927 | 0.34927 | 0.34927
Hospital_Lab_EQUIP_2007_SPEED | Equipment |  | Wkdy ¦ Default | 2014-01-01 | 2014-12-31 | Hourly | 0.34927 | 0.34927 | 0.34927 | 0.34927 | 0.34927 | 0.34927 | 0.34927 | 0.6818 | 0.8766 | 0.8766 | 0.8766 | 0.8766 | 0.8766 | 0.8766 | 0.8766 | 0.8766 | 0.5844 | 0.5844 | 0.5844 | 0.5844 | 0.5844 | 0.5844 | 0.5239 | 0.34927
Hospital_Lab_LIGHT_2010_SPEED | Lighting |  | WntrDsn | 2014-01-01 | 2014-12-31 | Constant | Hr 1: 0
Hospital_Lab_LIGHT_2010_SPEED | Lighting |  | SmrDsn | 2014-01-01 | 2014-12-31 | Constant | bar: Hr 1
Hospital_Lab_LIGHT_2010_SPEED | Lighting |  | Sun | 2014-01-01 | 2014-12-31 | Hourly | 0.05 | 0.05 | 0.05 | 0.05 | 0.05 | 0.05 | 0.05 | 0.05 | 0.1 | 0.1 | 0.1 | 0.1 | 0.1 | 0.1 | 0.1 | 0.1 | 0.05 | 0.05 | 0.05 | 0.05 | 0.05 | 0.05 | 0.05 | 0.05
Hospital_Lab_LIGHT_2010_SPEED | Lighting |  | Sat | 2014-01-01 | 2014-12-31 | Hourly | 0.1 | 0.1 | 0.1 | 0.1 | 0.1 | 0.1 | 0.1 | 0.2 | 0.4 | 0.4 | 0.4 | 0.4 | 0.4 | 0.4 | 0.4 | 0.4 | 0.4 | 0.4 | 0.1 | 0.1 | 0.1 | 0.1 | 0.1 | 0.1
Hospital_Lab_LIGHT_2010_SPEED | Lighting |  | Wkdy ¦ Default | 2014-01-01 | 2014-12-31 | Hourly | 0.1 | 0.1 | 0.1 | 0.1 | 0.1 | 0.1 | 0.1 | 0.5 | 0.9 | 0.9 | 0.9 | 0.9 | 0.9 | 0.9 | 0.9 | 0.9 | 0.3 | 0.3 | 0.3 | 0.3 | 0.3 | 0.3 | 0.3 | 0.1
Hospital_Lab_EQUIP_2010_SPEED | Equipment |  | WntrDsn | 2014-01-01 | 2014-12-31 | Constant | Hr 1: 0
Hospital_Lab_EQUIP_2010_SPEED | Equipment |  | SmrDsn | 2014-01-01 | 2014-12-31 | Constant | bar: Hr 1
Hospital_Lab_EQUIP_2010_SPEED | Equipment |  | Sun | 2014-01-01 | 2014-12-31 | Hourly | 0.26195 | 0.26195 | 0.26195 | 0.26195 | 0.26195 | 0.26195 | 0.26195 | 0.26195 | 0.34927 | 0.34927 | 0.34927 | 0.34927 | 0.34927 | 0.34927 | 0.34927 | 0.34927 | 0.26195 | 0.26195 | 0.26195 | 0.26195 | 0.26195 | 0.26195 | 0.26195 | 0.26195
Hospital_Lab_EQUIP_2010_SPEED | Equipment |  | Sat | 2014-01-01 | 2014-12-31 | Hourly | 0.34927 | 0.34927 | 0.34927 | 0.34927 | 0.34927 | 0.34927 | 0.34927 | 0.487 | 0.6331 | 0.6331 | 0.6331 | 0.6331 | 0.6331 | 0.6331 | 0.6331 | 0.6331 | 0.6331 | 0.6331 | 0.34927 | 0.34927 | 0.34927 | 0.34927 | 0.34927 | 0.34927
Hospital_Lab_EQUIP_2010_SPEED | Equipment |  | Wkdy ¦ Default | 2014-01-01 | 2014-12-31 | Hourly | 0.34927 | 0.34927 | 0.34927 | 0.34927 | 0.34927 | 0.34927 | 0.34927 | 0.6818 | 0.8766 | 0.8766 | 0.8766 | 0.8766 | 0.8766 | 0.8766 | 0.8766 | 0.8766 | 0.5844 | 0.5844 | 0.5844 | 0.5844 | 0.5844 | 0.5844 | 0.5239 | 0.34927
Hospital_Lab_LIGHT_2013_SPEED | Lighting |  | WntrDsn | 2014-01-01 | 2014-12-31 | Constant | Hr 1: 0
Hospital_Lab_LIGHT_2013_SPEED | Lighting |  | SmrDsn | 2014-01-01 | 2014-12-31 | Constant | bar: Hr 1
Hospital_Lab_LIGHT_2013_SPEED | Lighting |  | Sun | 2014-01-01 | 2014-12-31 | Hourly | 0.05 | 0.05 | 0.05 | 0.05 | 0.05 | 0.05 | 0.05 | 0.05 | 0.1 | 0.1 | 0.1 | 0.1 | 0.1 | 0.1 | 0.1 | 0.1 | 0.05 | 0.05 | 0.05 | 0.05 | 0.05 | 0.05 | 0.05 | 0.05
Hospital_Lab_LIGHT_2013_SPEED | Lighting |  | Sat | 2014-01-01 | 2014-12-31 | Hourly | 0.1 | 0.1 | 0.1 | 0.1 | 0.1 | 0.1 | 0.1 | 0.2 | 0.4 | 0.4 | 0.4 | 0.4 | 0.4 | 0.4 | 0.4 | 0.4 | 0.4 | 0.4 | 0.1 | 0.1 | 0.1 | 0.1 | 0.1 | 0.1
Hospital_Lab_LIGHT_2013_SPEED | Lighting |  | Wkdy ¦ Default | 2014-01-01 | 2014-12-31 | Hourly | 0.1 | 0.1 | 0.1 | 0.1 | 0.1 | 0.1 | 0.1 | 0.5 | 0.9 | 0.9 | 0.9 | 0.9 | 0.9 | 0.9 | 0.9 | 0.9 | 0.3 | 0.3 | 0.3 | 0.3 | 0.3 | 0.3 | 0.3 | 0.1
Hospital_Lab_EQUIP_2013_SPEED | Equipment |  | WntrDsn | 2014-01-01 | 2014-12-31 | Constant | Hr 1: 0
Hospital_Lab_EQUIP_2013_SPEED | Equipment |  | SmrDsn | 2014-01-01 | 2014-12-31 | Constant | bar: Hr 1
Hospital_Lab_EQUIP_2013_SPEED | Equipment |  | Sun | 2014-01-01 | 2014-12-31 | Hourly | 0.26195 | 0.26195 | 0.26195 | 0.26195 | 0.26195 | 0.26195 | 0.26195 | 0.26195 | 0.34927 | 0.34927 | 0.34927 | 0.34927 | 0.34927 | 0.34927 | 0.34927 | 0.34927 | 0.26195 | 0.26195 | 0.26195 | 0.26195 | 0.26195 | 0.26195 | 0.26195 | 0.26195
Hospital_Lab_EQUIP_2013_SPEED | Equipment |  | Sat | 2014-01-01 | 2014-12-31 | Hourly | 0.34927 | 0.34927 | 0.34927 | 0.34927 | 0.34927 | 0.34927 | 0.34927 | 0.487 | 0.6331 | 0.6331 | 0.6331 | 0.6331 | 0.6331 | 0.6331 | 0.6331 | 0.6331 | 0.6331 | 0.6331 | 0.34927 | 0.34927 | 0.34927 | 0.34927 | 0.34927 | 0.34927
Hospital_Lab_EQUIP_2013_SPEED | Equipment |  | Wkdy ¦ Default | 2014-01-01 | 2014-12-31 | Hourly | 0.34927 | 0.34927 | 0.34927 | 0.34927 | 0.34927 | 0.34927 | 0.34927 | 0.6818 | 0.8766 | 0.8766 | 0.8766 | 0.8766 | 0.8766 | 0.8766 | 0.8766 | 0.8766 | 0.5844 | 0.5844 | 0.5844 | 0.5844 | 0.5844 | 0.5844 | 0.5239 | 0.34927
Hospital_Lab_INFIL_SPEED | Infiltration |  | WntrDsn | 2014-01-01 | 2014-12-31 | Constant | bar: Hr 1
Hospital_Lab_INFIL_SPEED | Infiltration |  | SmrDsn | 2014-01-01 | 2014-12-31 | Constant | bar: Hr 1
Hospital_Lab_INFIL_SPEED | Infiltration |  | Sun | 2014-01-01 | 2014-12-31 | Constant | Hr 1: 0.5
Hospital_Lab_INFIL_SPEED | Infiltration |  | Sat | 2014-01-01 | 2014-12-31 | Constant | Hr 1: 0.5
Hospital_Lab_INFIL_SPEED | Infiltration |  | Wkdy ¦ Default | 2014-01-01 | 2014-12-31 | Constant | Hr 1: 0.5
Hospital_Lab_ACTIVITY_SPEED | Activity | W | WntrDsn | 2014-01-01 | 2014-12-31 | Constant | Hr 1: 120
Hospital_Lab_ACTIVITY_SPEED | Activity | W | SmrDsn | 2014-01-01 | 2014-12-31 | Constant | Hr 1: 120
Hospital_Lab_ACTIVITY_SPEED | Activity | W | Sun | 2014-01-01 | 2014-12-31 | Constant | Hr 1: 120
Hospital_Lab_ACTIVITY_SPEED | Activity | W | Sat | 2014-01-01 | 2014-12-31 | Constant | Hr 1: 120
Hospital_Lab_ACTIVITY_SPEED | Activity | W | Wkdy ¦ Default | 2014-01-01 | 2014-12-31 | Constant | Hr 1: 120
Hospital_Lab_OA_SPEED | OA Air |  | WntrDsn | 2014-01-01 | 2014-12-31 | Constant | bar: Hr 1
Hospital_Lab_OA_SPEED | OA Air |  | SmrDsn | 2014-01-01 | 2014-12-31 | Constant | bar: Hr 1
Hospital_Lab_OA_SPEED | OA Air |  | Sun | 2014-01-01 | 2014-12-31 | Constant | Hr 1: 0
Hospital_Lab_OA_SPEED | OA Air |  | Sat | 2014-01-01 | 2014-12-31 | Hourly | 0 | 0 | 0 | 0 | 0 | 0 | 0 | 1 | 1 | 1 | 1 | 1 | 1 | 1 | 1 | 1 | 1 | 1 | 1 | 0 | 0 | 0 | 0 | 0
Hospital_Lab_OA_SPEED | OA Air |  | Wkdy ¦ Default | 2014-01-01 | 2014-12-31 | Hourly | 0 | 0 | 0 | 0 | 0 | 0 | 0 | 1 | 1 | 1 | 1 | 1 | 1 | 1 | 1 | 1 | 1 | 1 | 1 | 1 | 1 | 1 | 0 | 0
Hospital_Lobby_CLGSETP_SPEED | Thermostat Setpoint | C | WntrDsn | 2014-01-01 | 2014-12-31 | Constant | Hr 1: 23.9
Hospital_Lobby_CLGSETP_SPEED | Thermostat Setpoint | C | SmrDsn | 2014-01-01 | 2014-12-31 | Constant | Hr 1: 23.9
Hospital_Lobby_CLGSETP_SPEED | Thermostat Setpoint | C | Sun | 2014-01-01 | 2014-12-31 | Constant | Hr 1: 25.6
Hospital_Lobby_CLGSETP_SPEED | Thermostat Setpoint | C | Sat | 2014-01-01 | 2014-12-31 | Hourly | 25.6 | 25.6 | 25.6 | 25.6 | 25.6 | 25.6 | 25.6 | 23.9 | 23.9 | 23.9 | 23.9 | 23.9 | 23.9 | 23.9 | 23.9 | 23.9 | 23.9 | 23.9 | 23.9 | 25.6 | 25.6 | 25.6 | 25.6 | 25.6
Hospital_Lobby_CLGSETP_SPEED | Thermostat Setpoint | C | Wkdy ¦ Default | 2014-01-01 | 2014-12-31 | Hourly | 25.6 | 25.6 | 25.6 | 25.6 | 25.6 | 25.6 | 25.6 | 23.9 | 23.9 | 23.9 | 23.9 | 23.9 | 23.9 | 23.9 | 23.9 | 23.9 | 23.9 | 23.9 | 23.9 | 23.9 | 23.9 | 23.9 | 25.6 | 25.6
Hospital_Lobby_HTGSETP_SPEED | Thermostat Setpoint | C | WntrDsn | 2014-01-01 | 2014-12-31 | Constant | Hr 1: 21.1
Hospital_Lobby_HTGSETP_SPEED | Thermostat Setpoint | C | SmrDsn | 2014-01-01 | 2014-12-31 | Constant | Hr 1: 21.1
Hospital_Lobby_HTGSETP_SPEED | Thermostat Setpoint | C | Sun | 2014-01-01 | 2014-12-31 | Constant | Hr 1: 19.4
Hospital_Lobby_HTGSETP_SPEED | Thermostat Setpoint | C | Sat | 2014-01-01 | 2014-12-31 | Hourly | 19.4 | 19.4 | 19.4 | 19.4 | 19.4 | 19.4 | 19.4 | 21.1 | 21.1 | 21.1 | 21.1 | 21.1 | 21.1 | 21.1 | 21.1 | 21.1 | 21.1 | 21.1 | 21.1 | 19.4 | 19.4 | 19.4 | 19.4 | 19.4
Hospital_Lobby_HTGSETP_SPEED | Thermostat Setpoint | C | Wkdy ¦ Default | 2014-01-01 | 2014-12-31 | Hourly | 19.4 | 19.4 | 19.4 | 19.4 | 19.4 | 19.4 | 19.4 | 21.1 | 21.1 | 21.1 | 21.1 | 21.1 | 21.1 | 21.1 | 21.1 | 21.1 | 21.1 | 21.1 | 21.1 | 21.1 | 21.1 | 21.1 | 19.4 | 19.4
Hospital_Lobby_OCC_SPEED | Occupancy |  | WntrDsn | 2014-01-01 | 2014-12-31 | Constant | Hr 1: 0
Hospital_Lobby_OCC_SPEED | Occupancy |  | SmrDsn | 2014-01-01 | 2014-12-31 | Constant | bar: Hr 1
Hospital_Lobby_OCC_SPEED | Occupancy |  | Sun | 2014-01-01 | 2014-12-31 | Hourly | 0 | 0 | 0 | 0 | 0 | 0 | 0 | 0 | 0.05 | 0.05 | 0.05 | 0.05 | 0.05 | 0.05 | 0.05 | 0.05 | 0 | 0 | 0 | 0 | 0 | 0 | 0 | 0
Hospital_Lobby_OCC_SPEED | Occupancy |  | Sat | 2014-01-01 | 2014-12-31 | Hourly | 0 | 0 | 0 | 0 | 0 | 0 | 0 | 0.1 | 0.3 | 0.4 | 0.4 | 0.4 | 0.4 | 0.4 | 0.4 | 0.4 | 0.4 | 0.1 | 0.1 | 0 | 0 | 0 | 0 | 0
Hospital_Lobby_OCC_SPEED | Occupancy |  | Wkdy ¦ Default | 2014-01-01 | 2014-12-31 | Hourly | 0 | 0 | 0 | 0 | 0 | 0 | 0 | 0.1 | 0.5 | 0.8 | 0.8 | 0.8 | 0.8 | 0.8 | 0.8 | 0.8 | 0.8 | 0.5 | 0.3 | 0.3 | 0.2 | 0.2 | 0 | 0
Hospital_Lobby_LIGHT_2007_SPEED | Lighting |  | WntrDsn | 2014-01-01 | 2014-12-31 | Constant | Hr 1: 0
Hospital_Lobby_LIGHT_2007_SPEED | Lighting |  | SmrDsn | 2014-01-01 | 2014-12-31 | Constant | bar: Hr 1
Hospital_Lobby_LIGHT_2007_SPEED | Lighting |  | Sun | 2014-01-01 | 2014-12-31 | Hourly | 0.05 | 0.05 | 0.05 | 0.05 | 0.05 | 0.05 | 0.05 | 0.05 | 0.1 | 0.1 | 0.1 | 0.1 | 0.1 | 0.1 | 0.1 | 0.1 | 0.05 | 0.05 | 0.05 | 0.05 | 0.05 | 0.05 | 0.05 | 0.05
Hospital_Lobby_LIGHT_2007_SPEED | Lighting |  | Sat | 2014-01-01 | 2014-12-31 | Hourly | 0.1 | 0.1 | 0.1 | 0.1 | 0.1 | 0.1 | 0.1 | 0.2 | 0.4 | 0.4 | 0.4 | 0.4 | 0.4 | 0.4 | 0.4 | 0.4 | 0.4 | 0.4 | 0.1 | 0.1 | 0.1 | 0.1 | 0.1 | 0.1
Hospital_Lobby_LIGHT_2007_SPEED | Lighting |  | Wkdy ¦ Default | 2014-01-01 | 2014-12-31 | Hourly | 0.1 | 0.1 | 0.1 | 0.1 | 0.1 | 0.1 | 0.1 | 0.5 | 0.9 | 0.9 | 0.9 | 0.9 | 0.9 | 0.9 | 0.9 | 0.9 | 0.3 | 0.3 | 0.3 | 0.3 | 0.3 | 0.3 | 0.3 | 0.1
Hospital_Lobby_EQUIP_2007_SPEED | Equipment |  | WntrDsn | 2014-01-01 | 2014-12-31 | Constant | Hr 1: 0
Hospital_Lobby_EQUIP_2007_SPEED | Equipment |  | SmrDsn | 2014-01-01 | 2014-12-31 | Constant | bar: Hr 1
Hospital_Lobby_EQUIP_2007_SPEED | Equipment |  | Sun | 2014-01-01 | 2014-12-31 | Hourly | 0.26195 | 0.26195 | 0.26195 | 0.26195 | 0.26195 | 0.26195 | 0.26195 | 0.26195 | 0.34927 | 0.34927 | 0.34927 | 0.34927 | 0.34927 | 0.34927 | 0.34927 | 0.34927 | 0.26195 | 0.26195 | 0.26195 | 0.26195 | 0.26195 | 0.26195 | 0.26195 | 0.26195
Hospital_Lobby_EQUIP_2007_SPEED | Equipment |  | Sat | 2014-01-01 | 2014-12-31 | Hourly | 0.34927 | 0.34927 | 0.34927 | 0.34927 | 0.34927 | 0.34927 | 0.34927 | 0.487 | 0.6331 | 0.6331 | 0.6331 | 0.6331 | 0.6331 | 0.6331 | 0.6331 | 0.6331 | 0.6331 | 0.6331 | 0.34927 | 0.34927 | 0.34927 | 0.34927 | 0.34927 | 0.34927
Hospital_Lobby_EQUIP_2007_SPEED | Equipment |  | Wkdy ¦ Default | 2014-01-01 | 2014-12-31 | Hourly | 0.34927 | 0.34927 | 0.34927 | 0.34927 | 0.34927 | 0.34927 | 0.34927 | 0.6818 | 0.8766 | 0.8766 | 0.8766 | 0.8766 | 0.8766 | 0.8766 | 0.8766 | 0.8766 | 0.5844 | 0.5844 | 0.5844 | 0.5844 | 0.5844 | 0.5844 | 0.5239 | 0.34927
Hospital_Lobby_LIGHT_2010_SPEED | Lighting |  | WntrDsn | 2014-01-01 | 2014-12-31 | Constant | Hr 1: 0
Hospital_Lobby_LIGHT_2010_SPEED | Lighting |  | SmrDsn | 2014-01-01 | 2014-12-31 | Constant | bar: Hr 1
Hospital_Lobby_LIGHT_2010_SPEED | Lighting |  | Sun | 2014-01-01 | 2014-12-31 | Hourly | 0.05 | 0.05 | 0.05 | 0.05 | 0.05 | 0.05 | 0.05 | 0.05 | 0.1 | 0.1 | 0.1 | 0.1 | 0.1 | 0.1 | 0.1 | 0.1 | 0.05 | 0.05 | 0.05 | 0.05 | 0.05 | 0.05 | 0.05 | 0.05
Hospital_Lobby_LIGHT_2010_SPEED | Lighting |  | Sat | 2014-01-01 | 2014-12-31 | Hourly | 0.1 | 0.1 | 0.1 | 0.1 | 0.1 | 0.1 | 0.1 | 0.2 | 0.4 | 0.4 | 0.4 | 0.4 | 0.4 | 0.4 | 0.4 | 0.4 | 0.4 | 0.4 | 0.1 | 0.1 | 0.1 | 0.1 | 0.1 | 0.1
Hospital_Lobby_LIGHT_2010_SPEED | Lighting |  | Wkdy ¦ Default | 2014-01-01 | 2014-12-31 | Hourly | 0.1 | 0.1 | 0.1 | 0.1 | 0.1 | 0.1 | 0.1 | 0.5 | 0.9 | 0.9 | 0.9 | 0.9 | 0.9 | 0.9 | 0.9 | 0.9 | 0.3 | 0.3 | 0.3 | 0.3 | 0.3 | 0.3 | 0.3 | 0.1
Hospital_Lobby_EQUIP_2010_SPEED | Equipment |  | WntrDsn | 2014-01-01 | 2014-12-31 | Constant | Hr 1: 0
Hospital_Lobby_EQUIP_2010_SPEED | Equipment |  | SmrDsn | 2014-01-01 | 2014-12-31 | Constant | bar: Hr 1
Hospital_Lobby_EQUIP_2010_SPEED | Equipment |  | Sun | 2014-01-01 | 2014-12-31 | Hourly | 0.26195 | 0.26195 | 0.26195 | 0.26195 | 0.26195 | 0.26195 | 0.26195 | 0.26195 | 0.34927 | 0.34927 | 0.34927 | 0.34927 | 0.34927 | 0.34927 | 0.34927 | 0.34927 | 0.26195 | 0.26195 | 0.26195 | 0.26195 | 0.26195 | 0.26195 | 0.26195 | 0.26195
Hospital_Lobby_EQUIP_2010_SPEED | Equipment |  | Sat | 2014-01-01 | 2014-12-31 | Hourly | 0.34927 | 0.34927 | 0.34927 | 0.34927 | 0.34927 | 0.34927 | 0.34927 | 0.487 | 0.6331 | 0.6331 | 0.6331 | 0.6331 | 0.6331 | 0.6331 | 0.6331 | 0.6331 | 0.6331 | 0.6331 | 0.34927 | 0.34927 | 0.34927 | 0.34927 | 0.34927 | 0.34927
Hospital_Lobby_EQUIP_2010_SPEED | Equipment |  | Wkdy ¦ Default | 2014-01-01 | 2014-12-31 | Hourly | 0.34927 | 0.34927 | 0.34927 | 0.34927 | 0.34927 | 0.34927 | 0.34927 | 0.6818 | 0.8766 | 0.8766 | 0.8766 | 0.8766 | 0.8766 | 0.8766 | 0.8766 | 0.8766 | 0.5844 | 0.5844 | 0.5844 | 0.5844 | 0.5844 | 0.5844 | 0.5239 | 0.34927
Hospital_Lobby_LIGHT_2013_SPEED | Lighting |  | WntrDsn | 2014-01-01 | 2014-12-31 | Constant | Hr 1: 0
Hospital_Lobby_LIGHT_2013_SPEED | Lighting |  | SmrDsn | 2014-01-01 | 2014-12-31 | Constant | bar: Hr 1
Hospital_Lobby_LIGHT_2013_SPEED | Lighting |  | Sun | 2014-01-01 | 2014-12-31 | Hourly | 0.05 | 0.05 | 0.05 | 0.05 | 0.05 | 0.05 | 0.05 | 0.05 | 0.1 | 0.1 | 0.1 | 0.1 | 0.1 | 0.1 | 0.1 | 0.1 | 0.05 | 0.05 | 0.05 | 0.05 | 0.05 | 0.05 | 0.05 | 0.05
Hospital_Lobby_LIGHT_2013_SPEED | Lighting |  | Sat | 2014-01-01 | 2014-12-31 | Hourly | 0.1 | 0.1 | 0.1 | 0.1 | 0.1 | 0.1 | 0.1 | 0.2 | 0.4 | 0.4 | 0.4 | 0.4 | 0.4 | 0.4 | 0.4 | 0.4 | 0.4 | 0.4 | 0.1 | 0.1 | 0.1 | 0.1 | 0.1 | 0.1
Hospital_Lobby_LIGHT_2013_SPEED | Lighting |  | Wkdy ¦ Default | 2014-01-01 | 2014-12-31 | Hourly | 0.1 | 0.1 | 0.1 | 0.1 | 0.1 | 0.1 | 0.1 | 0.5 | 0.9 | 0.9 | 0.9 | 0.9 | 0.9 | 0.9 | 0.9 | 0.9 | 0.3 | 0.3 | 0.3 | 0.3 | 0.3 | 0.3 | 0.3 | 0.1
Hospital_Lobby_EQUIP_2013_SPEED | Equipment |  | WntrDsn | 2014-01-01 | 2014-12-31 | Constant | Hr 1: 0
Hospital_Lobby_EQUIP_2013_SPEED | Equipment |  | SmrDsn | 2014-01-01 | 2014-12-31 | Constant | bar: Hr 1
Hospital_Lobby_EQUIP_2013_SPEED | Equipment |  | Sun | 2014-01-01 | 2014-12-31 | Hourly | 0.26195 | 0.26195 | 0.26195 | 0.26195 | 0.26195 | 0.26195 | 0.26195 | 0.26195 | 0.34927 | 0.34927 | 0.34927 | 0.34927 | 0.34927 | 0.34927 | 0.34927 | 0.34927 | 0.26195 | 0.26195 | 0.26195 | 0.26195 | 0.26195 | 0.26195 | 0.26195 | 0.26195
Hospital_Lobby_EQUIP_2013_SPEED | Equipment |  | Sat | 2014-01-01 | 2014-12-31 | Hourly | 0.34927 | 0.34927 | 0.34927 | 0.34927 | 0.34927 | 0.34927 | 0.34927 | 0.487 | 0.6331 | 0.6331 | 0.6331 | 0.6331 | 0.6331 | 0.6331 | 0.6331 | 0.6331 | 0.6331 | 0.6331 | 0.34927 | 0.34927 | 0.34927 | 0.34927 | 0.34927 | 0.34927
Hospital_Lobby_EQUIP_2013_SPEED | Equipment |  | Wkdy ¦ Default | 2014-01-01 | 2014-12-31 | Hourly | 0.34927 | 0.34927 | 0.34927 | 0.34927 | 0.34927 | 0.34927 | 0.34927 | 0.6818 | 0.8766 | 0.8766 | 0.8766 | 0.8766 | 0.8766 | 0.8766 | 0.8766 | 0.8766 | 0.5844 | 0.5844 | 0.5844 | 0.5844 | 0.5844 | 0.5844 | 0.5239 | 0.34927
Hospital_Lobby_INFIL_SPEED | Infiltration |  | WntrDsn | 2014-01-01 | 2014-12-31 | Constant | bar: Hr 1
Hospital_Lobby_INFIL_SPEED | Infiltration |  | SmrDsn | 2014-01-01 | 2014-12-31 | Constant | bar: Hr 1
Hospital_Lobby_INFIL_SPEED | Infiltration |  | Sun | 2014-01-01 | 2014-12-31 | Constant | Hr 1: 0.5
Hospital_Lobby_INFIL_SPEED | Infiltration |  | Sat | 2014-01-01 | 2014-12-31 | Constant | Hr 1: 0.5
Hospital_Lobby_INFIL_SPEED | Infiltration |  | Wkdy ¦ Default | 2014-01-01 | 2014-12-31 | Constant | Hr 1: 0.5
Hospital_Lobby_ACTIVITY_SPEED | Activity | W | WntrDsn | 2014-01-01 | 2014-12-31 | Constant | Hr 1: 120
Hospital_Lobby_ACTIVITY_SPEED | Activity | W | SmrDsn | 2014-01-01 | 2014-12-31 | Constant | Hr 1: 120
Hospital_Lobby_ACTIVITY_SPEED | Activity | W | Sun | 2014-01-01 | 2014-12-31 | Constant | Hr 1: 120
Hospital_Lobby_ACTIVITY_SPEED | Activity | W | Sat | 2014-01-01 | 2014-12-31 | Constant | Hr 1: 120
Hospital_Lobby_ACTIVITY_SPEED | Activity | W | Wkdy ¦ Default | 2014-01-01 | 2014-12-31 | Constant | Hr 1: 120
Hospital_Lobby_OA_SPEED | OA Air |  | WntrDsn | 2014-01-01 | 2014-12-31 | Constant | bar: Hr 1
Hospital_Lobby_OA_SPEED | OA Air |  | SmrDsn | 2014-01-01 | 2014-12-31 | Constant | bar: Hr 1
Hospital_Lobby_OA_SPEED | OA Air |  | Sun | 2014-01-01 | 2014-12-31 | Constant | Hr 1: 0
Hospital_Lobby_OA_SPEED | OA Air |  | Sat | 2014-01-01 | 2014-12-31 | Hourly | 0 | 0 | 0 | 0 | 0 | 0 | 0 | 1 | 1 | 1 | 1 | 1 | 1 | 1 | 1 | 1 | 1 | 1 | 1 | 0 | 0 | 0 | 0 | 0
Hospital_Lobby_OA_SPEED | OA Air |  | Wkdy ¦ Default | 2014-01-01 | 2014-12-31 | Hourly | 0 | 0 | 0 | 0 | 0 | 0 | 0 | 1 | 1 | 1 | 1 | 1 | 1 | 1 | 1 | 1 | 1 | 1 | 1 | 1 | 1 | 1 | 0 | 0
Hospital_Office_CLGSETP_SPEED | Thermostat Setpoint | C | WntrDsn | 2014-01-01 | 2014-12-31 | Constant | Hr 1: 23.9
Hospital_Office_CLGSETP_SPEED | Thermostat Setpoint | C | SmrDsn | 2014-01-01 | 2014-12-31 | Constant | Hr 1: 23.9
Hospital_Office_CLGSETP_SPEED | Thermostat Setpoint | C | Sun | 2014-01-01 | 2014-12-31 | Constant | Hr 1: 25.6
Hospital_Office_CLGSETP_SPEED | Thermostat Setpoint | C | Sat | 2014-01-01 | 2014-12-31 | Hourly | 25.6 | 25.6 | 25.6 | 25.6 | 25.6 | 25.6 | 25.6 | 23.9 | 23.9 | 23.9 | 23.9 | 23.9 | 23.9 | 23.9 | 23.9 | 23.9 | 23.9 | 23.9 | 23.9 | 25.6 | 25.6 | 25.6 | 25.6 | 25.6
Hospital_Office_CLGSETP_SPEED | Thermostat Setpoint | C | Wkdy ¦ Default | 2014-01-01 | 2014-12-31 | Hourly | 25.6 | 25.6 | 25.6 | 25.6 | 25.6 | 25.6 | 25.6 | 23.9 | 23.9 | 23.9 | 23.9 | 23.9 | 23.9 | 23.9 | 23.9 | 23.9 | 23.9 | 23.9 | 23.9 | 23.9 | 23.9 | 23.9 | 25.6 | 25.6
Hospital_Office_HTGSETP_SPEED | Thermostat Setpoint | C | WntrDsn | 2014-01-01 | 2014-12-31 | Constant | Hr 1: 21.1
Hospital_Office_HTGSETP_SPEED | Thermostat Setpoint | C | SmrDsn | 2014-01-01 | 2014-12-31 | Constant | Hr 1: 21.1
Hospital_Office_HTGSETP_SPEED | Thermostat Setpoint | C | Sun | 2014-01-01 | 2014-12-31 | Constant | Hr 1: 19.4
Hospital_Office_HTGSETP_SPEED | Thermostat Setpoint | C | Sat | 2014-01-01 | 2014-12-31 | Hourly | 19.4 | 19.4 | 19.4 | 19.4 | 19.4 | 19.4 | 19.4 | 21.1 | 21.1 | 21.1 | 21.1 | 21.1 | 21.1 | 21.1 | 21.1 | 21.1 | 21.1 | 21.1 | 21.1 | 19.4 | 19.4 | 19.4 | 19.4 | 19.4
Hospital_Office_HTGSETP_SPEED | Thermostat Setpoint | C | Wkdy ¦ Default | 2014-01-01 | 2014-12-31 | Hourly | 19.4 | 19.4 | 19.4 | 19.4 | 19.4 | 19.4 | 19.4 | 21.1 | 21.1 | 21.1 | 21.1 | 21.1 | 21.1 | 21.1 | 21.1 | 21.1 | 21.1 | 21.1 | 21.1 | 21.1 | 21.1 | 21.1 | 19.4 | 19.4
Hospital_Office_OCC_SPEED | Occupancy |  | WntrDsn | 2014-01-01 | 2014-12-31 | Constant | Hr 1: 0
Hospital_Office_OCC_SPEED | Occupancy |  | SmrDsn | 2014-01-01 | 2014-12-31 | Constant | bar: Hr 1
Hospital_Office_OCC_SPEED | Occupancy |  | Sun | 2014-01-01 | 2014-12-31 | Hourly | 0 | 0 | 0 | 0 | 0 | 0 | 0 | 0 | 0.05 | 0.05 | 0.05 | 0.05 | 0.05 | 0.05 | 0.05 | 0.05 | 0 | 0 | 0 | 0 | 0 | 0 | 0 | 0
Hospital_Office_OCC_SPEED | Occupancy |  | Sat | 2014-01-01 | 2014-12-31 | Hourly | 0 | 0 | 0 | 0 | 0 | 0 | 0 | 0.1 | 0.3 | 0.4 | 0.4 | 0.4 | 0.4 | 0.4 | 0.4 | 0.4 | 0.4 | 0.1 | 0.1 | 0 | 0 | 0 | 0 | 0
Hospital_Office_OCC_SPEED | Occupancy |  | Wkdy ¦ Default | 2014-01-01 | 2014-12-31 | Hourly | 0 | 0 | 0 | 0 | 0 | 0 | 0 | 0.1 | 0.5 | 0.8 | 0.8 | 0.8 | 0.8 | 0.8 | 0.8 | 0.8 | 0.8 | 0.5 | 0.3 | 0.3 | 0.2 | 0.2 | 0 | 0
Hospital_Office_LIGHT_2007_SPEED | Lighting |  | WntrDsn | 2014-01-01 | 2014-12-31 | Constant | Hr 1: 0
Hospital_Office_LIGHT_2007_SPEED | Lighting |  | SmrDsn | 2014-01-01 | 2014-12-31 | Constant | bar: Hr 1
Hospital_Office_LIGHT_2007_SPEED | Lighting |  | Sun | 2014-01-01 | 2014-12-31 | Hourly | 0.05 | 0.05 | 0.05 | 0.05 | 0.05 | 0.05 | 0.05 | 0.05 | 0.1 | 0.1 | 0.1 | 0.1 | 0.1 | 0.1 | 0.1 | 0.1 | 0.05 | 0.05 | 0.05 | 0.05 | 0.05 | 0.05 | 0.05 | 0.05
Hospital_Office_LIGHT_2007_SPEED | Lighting |  | Sat | 2014-01-01 | 2014-12-31 | Hourly | 0.1 | 0.1 | 0.1 | 0.1 | 0.1 | 0.1 | 0.1 | 0.2 | 0.4 | 0.4 | 0.4 | 0.4 | 0.4 | 0.4 | 0.4 | 0.4 | 0.4 | 0.4 | 0.1 | 0.1 | 0.1 | 0.1 | 0.1 | 0.1
Hospital_Office_LIGHT_2007_SPEED | Lighting |  | Wkdy ¦ Default | 2014-01-01 | 2014-12-31 | Hourly | 0.1 | 0.1 | 0.1 | 0.1 | 0.1 | 0.1 | 0.1 | 0.5 | 0.9 | 0.9 | 0.9 | 0.9 | 0.9 | 0.9 | 0.9 | 0.9 | 0.3 | 0.3 | 0.3 | 0.3 | 0.3 | 0.3 | 0.3 | 0.1
Hospital_Office_EQUIP_2007_SPEED | Equipment |  | WntrDsn | 2014-01-01 | 2014-12-31 | Constant | Hr 1: 0
Hospital_Office_EQUIP_2007_SPEED | Equipment |  | SmrDsn | 2014-01-01 | 2014-12-31 | Constant | bar: Hr 1
Hospital_Office_EQUIP_2007_SPEED | Equipment |  | Sun | 2014-01-01 | 2014-12-31 | Hourly | 0.26195 | 0.26195 | 0.26195 | 0.26195 | 0.26195 | 0.26195 | 0.26195 | 0.26195 | 0.34927 | 0.34927 | 0.34927 | 0.34927 | 0.34927 | 0.34927 | 0.34927 | 0.34927 | 0.26195 | 0.26195 | 0.26195 | 0.26195 | 0.26195 | 0.26195 | 0.26195 | 0.26195
Hospital_Office_EQUIP_2007_SPEED | Equipment |  | Sat | 2014-01-01 | 2014-12-31 | Hourly | 0.34927 | 0.34927 | 0.34927 | 0.34927 | 0.34927 | 0.34927 | 0.34927 | 0.487 | 0.6331 | 0.6331 | 0.6331 | 0.6331 | 0.6331 | 0.6331 | 0.6331 | 0.6331 | 0.6331 | 0.6331 | 0.34927 | 0.34927 | 0.34927 | 0.34927 | 0.34927 | 0.34927
Hospital_Office_EQUIP_2007_SPEED | Equipment |  | Wkdy ¦ Default | 2014-01-01 | 2014-12-31 | Hourly | 0.34927 | 0.34927 | 0.34927 | 0.34927 | 0.34927 | 0.34927 | 0.34927 | 0.6818 | 0.8766 | 0.8766 | 0.8766 | 0.8766 | 0.8766 | 0.8766 | 0.8766 | 0.8766 | 0.5844 | 0.5844 | 0.5844 | 0.5844 | 0.5844 | 0.5844 | 0.5239 | 0.34927
Hospital_Office_LIGHT_2010_SPEED | Lighting |  | WntrDsn | 2014-01-01 | 2014-12-31 | Constant | Hr 1: 0
Hospital_Office_LIGHT_2010_SPEED | Lighting |  | SmrDsn | 2014-01-01 | 2014-12-31 | Constant | bar: Hr 1
Hospital_Office_LIGHT_2010_SPEED | Lighting |  | Sun | 2014-01-01 | 2014-12-31 | Hourly | 0.05 | 0.05 | 0.05 | 0.05 | 0.05 | 0.05 | 0.05 | 0.05 | 0.1 | 0.1 | 0.1 | 0.1 | 0.1 | 0.1 | 0.1 | 0.1 | 0.05 | 0.05 | 0.05 | 0.05 | 0.05 | 0.05 | 0.05 | 0.05
Hospital_Office_LIGHT_2010_SPEED | Lighting |  | Sat | 2014-01-01 | 2014-12-31 | Hourly | 0.1 | 0.1 | 0.1 | 0.1 | 0.1 | 0.1 | 0.1 | 0.2 | 0.4 | 0.4 | 0.4 | 0.4 | 0.4 | 0.4 | 0.4 | 0.4 | 0.4 | 0.4 | 0.1 | 0.1 | 0.1 | 0.1 | 0.1 | 0.1
Hospital_Office_LIGHT_2010_SPEED | Lighting |  | Wkdy ¦ Default | 2014-01-01 | 2014-12-31 | Hourly | 0.1 | 0.1 | 0.1 | 0.1 | 0.1 | 0.1 | 0.1 | 0.5 | 0.9 | 0.9 | 0.9 | 0.9 | 0.9 | 0.9 | 0.9 | 0.9 | 0.3 | 0.3 | 0.3 | 0.3 | 0.3 | 0.3 | 0.3 | 0.1
Hospital_Office_EQUIP_2010_SPEED | Equipment |  | WntrDsn | 2014-01-01 | 2014-12-31 | Constant | Hr 1: 0
Hospital_Office_EQUIP_2010_SPEED | Equipment |  | SmrDsn | 2014-01-01 | 2014-12-31 | Constant | bar: Hr 1
Hospital_Office_EQUIP_2010_SPEED | Equipment |  | Sun | 2014-01-01 | 2014-12-31 | Hourly | 0.26195 | 0.26195 | 0.26195 | 0.26195 | 0.26195 | 0.26195 | 0.26195 | 0.26195 | 0.34927 | 0.34927 | 0.34927 | 0.34927 | 0.34927 | 0.34927 | 0.34927 | 0.34927 | 0.26195 | 0.26195 | 0.26195 | 0.26195 | 0.26195 | 0.26195 | 0.26195 | 0.26195
Hospital_Office_EQUIP_2010_SPEED | Equipment |  | Sat | 2014-01-01 | 2014-12-31 | Hourly | 0.34927 | 0.34927 | 0.34927 | 0.34927 | 0.34927 | 0.34927 | 0.34927 | 0.487 | 0.6331 | 0.6331 | 0.6331 | 0.6331 | 0.6331 | 0.6331 | 0.6331 | 0.6331 | 0.6331 | 0.6331 | 0.34927 | 0.34927 | 0.34927 | 0.34927 | 0.34927 | 0.34927
Hospital_Office_EQUIP_2010_SPEED | Equipment |  | Wkdy ¦ Default | 2014-01-01 | 2014-12-31 | Hourly | 0.34927 | 0.34927 | 0.34927 | 0.34927 | 0.34927 | 0.34927 | 0.34927 | 0.6818 | 0.8766 | 0.8766 | 0.8766 | 0.8766 | 0.8766 | 0.8766 | 0.8766 | 0.8766 | 0.5844 | 0.5844 | 0.5844 | 0.5844 | 0.5844 | 0.5844 | 0.5239 | 0.34927
Hospital_Office_LIGHT_2013_SPEED | Lighting |  | WntrDsn | 2014-01-01 | 2014-12-31 | Constant | Hr 1: 0
Hospital_Office_LIGHT_2013_SPEED | Lighting |  | SmrDsn | 2014-01-01 | 2014-12-31 | Constant | bar: Hr 1
Hospital_Office_LIGHT_2013_SPEED | Lighting |  | Sun | 2014-01-01 | 2014-12-31 | Hourly | 0.05 | 0.05 | 0.05 | 0.05 | 0.05 | 0.05 | 0.05 | 0.05 | 0.1 | 0.1 | 0.1 | 0.1 | 0.1 | 0.1 | 0.1 | 0.1 | 0.05 | 0.05 | 0.05 | 0.05 | 0.05 | 0.05 | 0.05 | 0.05
Hospital_Office_LIGHT_2013_SPEED | Lighting |  | Sat | 2014-01-01 | 2014-12-31 | Hourly | 0.1 | 0.1 | 0.1 | 0.1 | 0.1 | 0.1 | 0.1 | 0.2 | 0.4 | 0.4 | 0.4 | 0.4 | 0.4 | 0.4 | 0.4 | 0.4 | 0.4 | 0.4 | 0.1 | 0.1 | 0.1 | 0.1 | 0.1 | 0.1
Hospital_Office_LIGHT_2013_SPEED | Lighting |  | Wkdy ¦ Default | 2014-01-01 | 2014-12-31 | Hourly | 0.1 | 0.1 | 0.1 | 0.1 | 0.1 | 0.1 | 0.1 | 0.5 | 0.9 | 0.9 | 0.9 | 0.9 | 0.9 | 0.9 | 0.9 | 0.9 | 0.3 | 0.3 | 0.3 | 0.3 | 0.3 | 0.3 | 0.3 | 0.1
Hospital_Office_EQUIP_2013_SPEED | Equipment |  | WntrDsn | 2014-01-01 | 2014-12-31 | Constant | Hr 1: 0
Hospital_Office_EQUIP_2013_SPEED | Equipment |  | SmrDsn | 2014-01-01 | 2014-12-31 | Constant | bar: Hr 1
Hospital_Office_EQUIP_2013_SPEED | Equipment |  | Sun | 2014-01-01 | 2014-12-31 | Hourly | 0.26195 | 0.26195 | 0.26195 | 0.26195 | 0.26195 | 0.26195 | 0.26195 | 0.26195 | 0.34927 | 0.34927 | 0.34927 | 0.34927 | 0.34927 | 0.34927 | 0.34927 | 0.34927 | 0.26195 | 0.26195 | 0.26195 | 0.26195 | 0.26195 | 0.26195 | 0.26195 | 0.26195
Hospital_Office_EQUIP_2013_SPEED | Equipment |  | Sat | 2014-01-01 | 2014-12-31 | Hourly | 0.34927 | 0.34927 | 0.34927 | 0.34927 | 0.34927 | 0.34927 | 0.34927 | 0.487 | 0.6331 | 0.6331 | 0.6331 | 0.6331 | 0.6331 | 0.6331 | 0.6331 | 0.6331 | 0.6331 | 0.6331 | 0.34927 | 0.34927 | 0.34927 | 0.34927 | 0.34927 | 0.34927
Hospital_Office_EQUIP_2013_SPEED | Equipment |  | Wkdy ¦ Default | 2014-01-01 | 2014-12-31 | Hourly | 0.34927 | 0.34927 | 0.34927 | 0.34927 | 0.34927 | 0.34927 | 0.34927 | 0.6818 | 0.8766 | 0.8766 | 0.8766 | 0.8766 | 0.8766 | 0.8766 | 0.8766 | 0.8766 | 0.5844 | 0.5844 | 0.5844 | 0.5844 | 0.5844 | 0.5844 | 0.5239 | 0.34927
Hospital_Office_INFIL_SPEED | Infiltration |  | WntrDsn | 2014-01-01 | 2014-12-31 | Constant | bar: Hr 1
Hospital_Office_INFIL_SPEED | Infiltration |  | SmrDsn | 2014-01-01 | 2014-12-31 | Constant | bar: Hr 1
Hospital_Office_INFIL_SPEED | Infiltration |  | Sun | 2014-01-01 | 2014-12-31 | Constant | Hr 1: 0.5
Hospital_Office_INFIL_SPEED | Infiltration |  | Sat | 2014-01-01 | 2014-12-31 | Constant | Hr 1: 0.5
Hospital_Office_INFIL_SPEED | Infiltration |  | Wkdy ¦ Default | 2014-01-01 | 2014-12-31 | Constant | Hr 1: 0.5
Hospital_Office_ACTIVITY_SPEED | Activity | W | WntrDsn | 2014-01-01 | 2014-12-31 | Constant | Hr 1: 120
Hospital_Office_ACTIVITY_SPEED | Activity | W | SmrDsn | 2014-01-01 | 2014-12-31 | Constant | Hr 1: 120
Hospital_Office_ACTIVITY_SPEED | Activity | W | Sun | 2014-01-01 | 2014-12-31 | Constant | Hr 1: 120
Hospital_Office_ACTIVITY_SPEED | Activity | W | Sat | 2014-01-01 | 2014-12-31 | Constant | Hr 1: 120
Hospital_Office_ACTIVITY_SPEED | Activity | W | Wkdy ¦ Default | 2014-01-01 | 2014-12-31 | Constant | Hr 1: 120
Hospital_Office_OA_SPEED | OA Air |  | WntrDsn | 2014-01-01 | 2014-12-31 | Constant | bar: Hr 1
Hospital_Office_OA_SPEED | OA Air |  | SmrDsn | 2014-01-01 | 2014-12-31 | Constant | bar: Hr 1
Hospital_Office_OA_SPEED | OA Air |  | Sun | 2014-01-01 | 2014-12-31 | Constant | Hr 1: 0
Hospital_Office_OA_SPEED | OA Air |  | Sat | 2014-01-01 | 2014-12-31 | Hourly | 0 | 0 | 0 | 0 | 0 | 0 | 0 | 1 | 1 | 1 | 1 | 1 | 1 | 1 | 1 | 1 | 1 | 1 | 1 | 0 | 0 | 0 | 0 | 0
Hospital_Office_OA_SPEED | OA Air |  | Wkdy ¦ Default | 2014-01-01 | 2014-12-31 | Hourly | 0 | 0 | 0 | 0 | 0 | 0 | 0 | 1 | 1 | 1 | 1 | 1 | 1 | 1 | 1 | 1 | 1 | 1 | 1 | 1 | 1 | 1 | 0 | 0
Hospital_PhysTherapy_CLGSETP_SPEED | Thermostat Setpoint | C | WntrDsn | 2014-01-01 | 2014-12-31 | Constant | Hr 1: 23.9
Hospital_PhysTherapy_CLGSETP_SPEED | Thermostat Setpoint | C | SmrDsn | 2014-01-01 | 2014-12-31 | Constant | Hr 1: 23.9
Hospital_PhysTherapy_CLGSETP_SPEED | Thermostat Setpoint | C | Sun | 2014-01-01 | 2014-12-31 | Constant | Hr 1: 25.6
Hospital_PhysTherapy_CLGSETP_SPEED | Thermostat Setpoint | C | Sat | 2014-01-01 | 2014-12-31 | Hourly | 25.6 | 25.6 | 25.6 | 25.6 | 25.6 | 25.6 | 25.6 | 23.9 | 23.9 | 23.9 | 23.9 | 23.9 | 23.9 | 23.9 | 23.9 | 23.9 | 23.9 | 23.9 | 23.9 | 25.6 | 25.6 | 25.6 | 25.6 | 25.6
Hospital_PhysTherapy_CLGSETP_SPEED | Thermostat Setpoint | C | Wkdy ¦ Default | 2014-01-01 | 2014-12-31 | Hourly | 25.6 | 25.6 | 25.6 | 25.6 | 25.6 | 25.6 | 25.6 | 23.9 | 23.9 | 23.9 | 23.9 | 23.9 | 23.9 | 23.9 | 23.9 | 23.9 | 23.9 | 23.9 | 23.9 | 23.9 | 23.9 | 23.9 | 25.6 | 25.6
Hospital_PhysTherapy_HTGSETP_SPEED | Thermostat Setpoint | C | WntrDsn | 2014-01-01 | 2014-12-31 | Constant | Hr 1: 21.1
Hospital_PhysTherapy_HTGSETP_SPEED | Thermostat Setpoint | C | SmrDsn | 2014-01-01 | 2014-12-31 | Constant | Hr 1: 21.1
Hospital_PhysTherapy_HTGSETP_SPEED | Thermostat Setpoint | C | Sun | 2014-01-01 | 2014-12-31 | Constant | Hr 1: 19.4
Hospital_PhysTherapy_HTGSETP_SPEED | Thermostat Setpoint | C | Sat | 2014-01-01 | 2014-12-31 | Hourly | 19.4 | 19.4 | 19.4 | 19.4 | 19.4 | 19.4 | 19.4 | 21.1 | 21.1 | 21.1 | 21.1 | 21.1 | 21.1 | 21.1 | 21.1 | 21.1 | 21.1 | 21.1 | 21.1 | 19.4 | 19.4 | 19.4 | 19.4 | 19.4
Hospital_PhysTherapy_HTGSETP_SPEED | Thermostat Setpoint | C | Wkdy ¦ Default | 2014-01-01 | 2014-12-31 | Hourly | 19.4 | 19.4 | 19.4 | 19.4 | 19.4 | 19.4 | 19.4 | 21.1 | 21.1 | 21.1 | 21.1 | 21.1 | 21.1 | 21.1 | 21.1 | 21.1 | 21.1 | 21.1 | 21.1 | 21.1 | 21.1 | 21.1 | 19.4 | 19.4
Hospital_PhysTherapy_OCC_SPEED | Occupancy |  | WntrDsn | 2014-01-01 | 2014-12-31 | Constant | Hr 1: 0
Hospital_PhysTherapy_OCC_SPEED | Occupancy |  | SmrDsn | 2014-01-01 | 2014-12-31 | Constant | bar: Hr 1
Hospital_PhysTherapy_OCC_SPEED | Occupancy |  | Sun | 2014-01-01 | 2014-12-31 | Hourly | 0 | 0 | 0 | 0 | 0 | 0 | 0 | 0 | 0.05 | 0.05 | 0.05 | 0.05 | 0.05 | 0.05 | 0.05 | 0.05 | 0 | 0 | 0 | 0 | 0 | 0 | 0 | 0
Hospital_PhysTherapy_OCC_SPEED | Occupancy |  | Sat | 2014-01-01 | 2014-12-31 | Hourly | 0 | 0 | 0 | 0 | 0 | 0 | 0 | 0.1 | 0.3 | 0.4 | 0.4 | 0.4 | 0.4 | 0.4 | 0.4 | 0.4 | 0.4 | 0.1 | 0.1 | 0 | 0 | 0 | 0 | 0
Hospital_PhysTherapy_OCC_SPEED | Occupancy |  | Wkdy ¦ Default | 2014-01-01 | 2014-12-31 | Hourly | 0 | 0 | 0 | 0 | 0 | 0 | 0 | 0.1 | 0.5 | 0.8 | 0.8 | 0.8 | 0.8 | 0.8 | 0.8 | 0.8 | 0.8 | 0.5 | 0.3 | 0.3 | 0.2 | 0.2 | 0 | 0
Hospital_PhysTherapy_LIGHT_2007_SPEED | Lighting |  | WntrDsn | 2014-01-01 | 2014-12-31 | Constant | Hr 1: 0
Hospital_PhysTherapy_LIGHT_2007_SPEED | Lighting |  | SmrDsn | 2014-01-01 | 2014-12-31 | Constant | bar: Hr 1
Hospital_PhysTherapy_LIGHT_2007_SPEED | Lighting |  | Sun | 2014-01-01 | 2014-12-31 | Hourly | 0.05 | 0.05 | 0.05 | 0.05 | 0.05 | 0.05 | 0.05 | 0.05 | 0.1 | 0.1 | 0.1 | 0.1 | 0.1 | 0.1 | 0.1 | 0.1 | 0.05 | 0.05 | 0.05 | 0.05 | 0.05 | 0.05 | 0.05 | 0.05
Hospital_PhysTherapy_LIGHT_2007_SPEED | Lighting |  | Sat | 2014-01-01 | 2014-12-31 | Hourly | 0.1 | 0.1 | 0.1 | 0.1 | 0.1 | 0.1 | 0.1 | 0.2 | 0.4 | 0.4 | 0.4 | 0.4 | 0.4 | 0.4 | 0.4 | 0.4 | 0.4 | 0.4 | 0.1 | 0.1 | 0.1 | 0.1 | 0.1 | 0.1
Hospital_PhysTherapy_LIGHT_2007_SPEED | Lighting |  | Wkdy ¦ Default | 2014-01-01 | 2014-12-31 | Hourly | 0.1 | 0.1 | 0.1 | 0.1 | 0.1 | 0.1 | 0.1 | 0.5 | 0.9 | 0.9 | 0.9 | 0.9 | 0.9 | 0.9 | 0.9 | 0.9 | 0.3 | 0.3 | 0.3 | 0.3 | 0.3 | 0.3 | 0.3 | 0.1
Hospital_PhysTherapy_EQUIP_2007_SPEED | Equipment |  | WntrDsn | 2014-01-01 | 2014-12-31 | Constant | Hr 1: 0
Hospital_PhysTherapy_EQUIP_2007_SPEED | Equipment |  | SmrDsn | 2014-01-01 | 2014-12-31 | Constant | bar: Hr 1
Hospital_PhysTherapy_EQUIP_2007_SPEED | Equipment |  | Sun | 2014-01-01 | 2014-12-31 | Hourly | 0.26195 | 0.26195 | 0.26195 | 0.26195 | 0.26195 | 0.26195 | 0.26195 | 0.26195 | 0.34927 | 0.34927 | 0.34927 | 0.34927 | 0.34927 | 0.34927 | 0.34927 | 0.34927 | 0.26195 | 0.26195 | 0.26195 | 0.26195 | 0.26195 | 0.26195 | 0.26195 | 0.26195
Hospital_PhysTherapy_EQUIP_2007_SPEED | Equipment |  | Sat | 2014-01-01 | 2014-12-31 | Hourly | 0.34927 | 0.34927 | 0.34927 | 0.34927 | 0.34927 | 0.34927 | 0.34927 | 0.487 | 0.6331 | 0.6331 | 0.6331 | 0.6331 | 0.6331 | 0.6331 | 0.6331 | 0.6331 | 0.6331 | 0.6331 | 0.34927 | 0.34927 | 0.34927 | 0.34927 | 0.34927 | 0.34927
Hospital_PhysTherapy_EQUIP_2007_SPEED | Equipment |  | Wkdy ¦ Default | 2014-01-01 | 2014-12-31 | Hourly | 0.34927 | 0.34927 | 0.34927 | 0.34927 | 0.34927 | 0.34927 | 0.34927 | 0.6818 | 0.8766 | 0.8766 | 0.8766 | 0.8766 | 0.8766 | 0.8766 | 0.8766 | 0.8766 | 0.5844 | 0.5844 | 0.5844 | 0.5844 | 0.5844 | 0.5844 | 0.5239 | 0.34927
Hospital_PhysTherapy_LIGHT_2010_SPEED | Lighting |  | WntrDsn | 2014-01-01 | 2014-12-31 | Constant | Hr 1: 0
Hospital_PhysTherapy_LIGHT_2010_SPEED | Lighting |  | SmrDsn | 2014-01-01 | 2014-12-31 | Constant | bar: Hr 1
Hospital_PhysTherapy_LIGHT_2010_SPEED | Lighting |  | Sun | 2014-01-01 | 2014-12-31 | Hourly | 0.05 | 0.05 | 0.05 | 0.05 | 0.05 | 0.05 | 0.05 | 0.05 | 0.1 | 0.1 | 0.1 | 0.1 | 0.1 | 0.1 | 0.1 | 0.1 | 0.05 | 0.05 | 0.05 | 0.05 | 0.05 | 0.05 | 0.05 | 0.05
Hospital_PhysTherapy_LIGHT_2010_SPEED | Lighting |  | Sat | 2014-01-01 | 2014-12-31 | Hourly | 0.1 | 0.1 | 0.1 | 0.1 | 0.1 | 0.1 | 0.1 | 0.2 | 0.4 | 0.4 | 0.4 | 0.4 | 0.4 | 0.4 | 0.4 | 0.4 | 0.4 | 0.4 | 0.1 | 0.1 | 0.1 | 0.1 | 0.1 | 0.1
Hospital_PhysTherapy_LIGHT_2010_SPEED | Lighting |  | Wkdy ¦ Default | 2014-01-01 | 2014-12-31 | Hourly | 0.1 | 0.1 | 0.1 | 0.1 | 0.1 | 0.1 | 0.1 | 0.5 | 0.9 | 0.9 | 0.9 | 0.9 | 0.9 | 0.9 | 0.9 | 0.9 | 0.3 | 0.3 | 0.3 | 0.3 | 0.3 | 0.3 | 0.3 | 0.1
Hospital_PhysTherapy_EQUIP_2010_SPEED | Equipment |  | WntrDsn | 2014-01-01 | 2014-12-31 | Constant | Hr 1: 0
Hospital_PhysTherapy_EQUIP_2010_SPEED | Equipment |  | SmrDsn | 2014-01-01 | 2014-12-31 | Constant | bar: Hr 1
Hospital_PhysTherapy_EQUIP_2010_SPEED | Equipment |  | Sun | 2014-01-01 | 2014-12-31 | Hourly | 0.26195 | 0.26195 | 0.26195 | 0.26195 | 0.26195 | 0.26195 | 0.26195 | 0.26195 | 0.34927 | 0.34927 | 0.34927 | 0.34927 | 0.34927 | 0.34927 | 0.34927 | 0.34927 | 0.26195 | 0.26195 | 0.26195 | 0.26195 | 0.26195 | 0.26195 | 0.26195 | 0.26195
Hospital_PhysTherapy_EQUIP_2010_SPEED | Equipment |  | Sat | 2014-01-01 | 2014-12-31 | Hourly | 0.34927 | 0.34927 | 0.34927 | 0.34927 | 0.34927 | 0.34927 | 0.34927 | 0.487 | 0.6331 | 0.6331 | 0.6331 | 0.6331 | 0.6331 | 0.6331 | 0.6331 | 0.6331 | 0.6331 | 0.6331 | 0.34927 | 0.34927 | 0.34927 | 0.34927 | 0.34927 | 0.34927
Hospital_PhysTherapy_EQUIP_2010_SPEED | Equipment |  | Wkdy ¦ Default | 2014-01-01 | 2014-12-31 | Hourly | 0.34927 | 0.34927 | 0.34927 | 0.34927 | 0.34927 | 0.34927 | 0.34927 | 0.6818 | 0.8766 | 0.8766 | 0.8766 | 0.8766 | 0.8766 | 0.8766 | 0.8766 | 0.8766 | 0.5844 | 0.5844 | 0.5844 | 0.5844 | 0.5844 | 0.5844 | 0.5239 | 0.34927
Hospital_PhysTherapy_LIGHT_2013_SPEED | Lighting |  | WntrDsn | 2014-01-01 | 2014-12-31 | Constant | Hr 1: 0
Hospital_PhysTherapy_LIGHT_2013_SPEED | Lighting |  | SmrDsn | 2014-01-01 | 2014-12-31 | Constant | bar: Hr 1
Hospital_PhysTherapy_LIGHT_2013_SPEED | Lighting |  | Sun | 2014-01-01 | 2014-12-31 | Hourly | 0.05 | 0.05 | 0.05 | 0.05 | 0.05 | 0.05 | 0.05 | 0.05 | 0.1 | 0.1 | 0.1 | 0.1 | 0.1 | 0.1 | 0.1 | 0.1 | 0.05 | 0.05 | 0.05 | 0.05 | 0.05 | 0.05 | 0.05 | 0.05
Hospital_PhysTherapy_LIGHT_2013_SPEED | Lighting |  | Sat | 2014-01-01 | 2014-12-31 | Hourly | 0.1 | 0.1 | 0.1 | 0.1 | 0.1 | 0.1 | 0.1 | 0.2 | 0.4 | 0.4 | 0.4 | 0.4 | 0.4 | 0.4 | 0.4 | 0.4 | 0.4 | 0.4 | 0.1 | 0.1 | 0.1 | 0.1 | 0.1 | 0.1
Hospital_PhysTherapy_LIGHT_2013_SPEED | Lighting |  | Wkdy ¦ Default | 2014-01-01 | 2014-12-31 | Hourly | 0.1 | 0.1 | 0.1 | 0.1 | 0.1 | 0.1 | 0.1 | 0.5 | 0.9 | 0.9 | 0.9 | 0.9 | 0.9 | 0.9 | 0.9 | 0.9 | 0.3 | 0.3 | 0.3 | 0.3 | 0.3 | 0.3 | 0.3 | 0.1
Hospital_PhysTherapy_EQUIP_2013_SPEED | Equipment |  | WntrDsn | 2014-01-01 | 2014-12-31 | Constant | Hr 1: 0
Hospital_PhysTherapy_EQUIP_2013_SPEED | Equipment |  | SmrDsn | 2014-01-01 | 2014-12-31 | Constant | bar: Hr 1
Hospital_PhysTherapy_EQUIP_2013_SPEED | Equipment |  | Sun | 2014-01-01 | 2014-12-31 | Hourly | 0.26195 | 0.26195 | 0.26195 | 0.26195 | 0.26195 | 0.26195 | 0.26195 | 0.26195 | 0.34927 | 0.34927 | 0.34927 | 0.34927 | 0.34927 | 0.34927 | 0.34927 | 0.34927 | 0.26195 | 0.26195 | 0.26195 | 0.26195 | 0.26195 | 0.26195 | 0.26195 | 0.26195
Hospital_PhysTherapy_EQUIP_2013_SPEED | Equipment |  | Sat | 2014-01-01 | 2014-12-31 | Hourly | 0.34927 | 0.34927 | 0.34927 | 0.34927 | 0.34927 | 0.34927 | 0.34927 | 0.487 | 0.6331 | 0.6331 | 0.6331 | 0.6331 | 0.6331 | 0.6331 | 0.6331 | 0.6331 | 0.6331 | 0.6331 | 0.34927 | 0.34927 | 0.34927 | 0.34927 | 0.34927 | 0.34927
Hospital_PhysTherapy_EQUIP_2013_SPEED | Equipment |  | Wkdy ¦ Default | 2014-01-01 | 2014-12-31 | Hourly | 0.34927 | 0.34927 | 0.34927 | 0.34927 | 0.34927 | 0.34927 | 0.34927 | 0.6818 | 0.8766 | 0.8766 | 0.8766 | 0.8766 | 0.8766 | 0.8766 | 0.8766 | 0.8766 | 0.5844 | 0.5844 | 0.5844 | 0.5844 | 0.5844 | 0.5844 | 0.5239 | 0.34927
Hospital_PhysTherapy_INFIL_SPEED | Infiltration |  | WntrDsn | 2014-01-01 | 2014-12-31 | Constant | bar: Hr 1
Hospital_PhysTherapy_INFIL_SPEED | Infiltration |  | SmrDsn | 2014-01-01 | 2014-12-31 | Constant | bar: Hr 1
Hospital_PhysTherapy_INFIL_SPEED | Infiltration |  | Sun | 2014-01-01 | 2014-12-31 | Constant | Hr 1: 0.5
Hospital_PhysTherapy_INFIL_SPEED | Infiltration |  | Sat | 2014-01-01 | 2014-12-31 | Constant | Hr 1: 0.5
Hospital_PhysTherapy_INFIL_SPEED | Infiltration |  | Wkdy ¦ Default | 2014-01-01 | 2014-12-31 | Constant | Hr 1: 0.5
Hospital_PhysTherapy_ACTIVITY_SPEED | Activity | W | WntrDsn | 2014-01-01 | 2014-12-31 | Constant | Hr 1: 120
Hospital_PhysTherapy_ACTIVITY_SPEED | Activity | W | SmrDsn | 2014-01-01 | 2014-12-31 | Constant | Hr 1: 120
Hospital_PhysTherapy_ACTIVITY_SPEED | Activity | W | Sun | 2014-01-01 | 2014-12-31 | Constant | Hr 1: 120
Hospital_PhysTherapy_ACTIVITY_SPEED | Activity | W | Sat | 2014-01-01 | 2014-12-31 | Constant | Hr 1: 120
Hospital_PhysTherapy_ACTIVITY_SPEED | Activity | W | Wkdy ¦ Default | 2014-01-01 | 2014-12-31 | Constant | Hr 1: 120
Hospital_PhysTherapy_OA_SPEED | OA Air |  | WntrDsn | 2014-01-01 | 2014-12-31 | Constant | bar: Hr 1
Hospital_PhysTherapy_OA_SPEED | OA Air |  | SmrDsn | 2014-01-01 | 2014-12-31 | Constant | bar: Hr 1
Hospital_PhysTherapy_OA_SPEED | OA Air |  | Sun | 2014-01-01 | 2014-12-31 | Constant | Hr 1: 0
Hospital_PhysTherapy_OA_SPEED | OA Air |  | Sat | 2014-01-01 | 2014-12-31 | Hourly | 0 | 0 | 0 | 0 | 0 | 0 | 0 | 1 | 1 | 1 | 1 | 1 | 1 | 1 | 1 | 1 | 1 | 1 | 1 | 0 | 0 | 0 | 0 | 0
Hospital_PhysTherapy_OA_SPEED | OA Air |  | Wkdy ¦ Default | 2014-01-01 | 2014-12-31 | Hourly | 0 | 0 | 0 | 0 | 0 | 0 | 0 | 1 | 1 | 1 | 1 | 1 | 1 | 1 | 1 | 1 | 1 | 1 | 1 | 1 | 1 | 1 | 0 | 0
Hospital_Radiology_CLGSETP_SPEED | Thermostat Setpoint | C | WntrDsn | 2014-01-01 | 2014-12-31 | Constant | Hr 1: 23.9
Hospital_Radiology_CLGSETP_SPEED | Thermostat Setpoint | C | SmrDsn | 2014-01-01 | 2014-12-31 | Constant | Hr 1: 23.9
Hospital_Radiology_CLGSETP_SPEED | Thermostat Setpoint | C | Sun | 2014-01-01 | 2014-12-31 | Constant | Hr 1: 25.6
Hospital_Radiology_CLGSETP_SPEED | Thermostat Setpoint | C | Sat | 2014-01-01 | 2014-12-31 | Hourly | 25.6 | 25.6 | 25.6 | 25.6 | 25.6 | 25.6 | 25.6 | 23.9 | 23.9 | 23.9 | 23.9 | 23.9 | 23.9 | 23.9 | 23.9 | 23.9 | 23.9 | 23.9 | 23.9 | 25.6 | 25.6 | 25.6 | 25.6 | 25.6
Hospital_Radiology_CLGSETP_SPEED | Thermostat Setpoint | C | Wkdy ¦ Default | 2014-01-01 | 2014-12-31 | Hourly | 25.6 | 25.6 | 25.6 | 25.6 | 25.6 | 25.6 | 25.6 | 23.9 | 23.9 | 23.9 | 23.9 | 23.9 | 23.9 | 23.9 | 23.9 | 23.9 | 23.9 | 23.9 | 23.9 | 23.9 | 23.9 | 23.9 | 25.6 | 25.6
Hospital_Radiology_HTGSETP_SPEED | Thermostat Setpoint | C | WntrDsn | 2014-01-01 | 2014-12-31 | Constant | Hr 1: 21.1
Hospital_Radiology_HTGSETP_SPEED | Thermostat Setpoint | C | SmrDsn | 2014-01-01 | 2014-12-31 | Constant | Hr 1: 21.1
Hospital_Radiology_HTGSETP_SPEED | Thermostat Setpoint | C | Sun | 2014-01-01 | 2014-12-31 | Constant | Hr 1: 19.4
Hospital_Radiology_HTGSETP_SPEED | Thermostat Setpoint | C | Sat | 2014-01-01 | 2014-12-31 | Hourly | 19.4 | 19.4 | 19.4 | 19.4 | 19.4 | 19.4 | 19.4 | 21.1 | 21.1 | 21.1 | 21.1 | 21.1 | 21.1 | 21.1 | 21.1 | 21.1 | 21.1 | 21.1 | 21.1 | 19.4 | 19.4 | 19.4 | 19.4 | 19.4
Hospital_Radiology_HTGSETP_SPEED | Thermostat Setpoint | C | Wkdy ¦ Default | 2014-01-01 | 2014-12-31 | Hourly | 19.4 | 19.4 | 19.4 | 19.4 | 19.4 | 19.4 | 19.4 | 21.1 | 21.1 | 21.1 | 21.1 | 21.1 | 21.1 | 21.1 | 21.1 | 21.1 | 21.1 | 21.1 | 21.1 | 21.1 | 21.1 | 21.1 | 19.4 | 19.4
Hospital_Radiology_OCC_SPEED | Occupancy |  | WntrDsn | 2014-01-01 | 2014-12-31 | Constant | Hr 1: 0
Hospital_Radiology_OCC_SPEED | Occupancy |  | SmrDsn | 2014-01-01 | 2014-12-31 | Constant | bar: Hr 1
Hospital_Radiology_OCC_SPEED | Occupancy |  | Sun | 2014-01-01 | 2014-12-31 | Hourly | 0 | 0 | 0 | 0 | 0 | 0 | 0 | 0 | 0.05 | 0.05 | 0.05 | 0.05 | 0.05 | 0.05 | 0.05 | 0.05 | 0 | 0 | 0 | 0 | 0 | 0 | 0 | 0
Hospital_Radiology_OCC_SPEED | Occupancy |  | Sat | 2014-01-01 | 2014-12-31 | Hourly | 0 | 0 | 0 | 0 | 0 | 0 | 0 | 0.1 | 0.3 | 0.4 | 0.4 | 0.4 | 0.4 | 0.4 | 0.4 | 0.4 | 0.4 | 0.1 | 0.1 | 0 | 0 | 0 | 0 | 0
Hospital_Radiology_OCC_SPEED | Occupancy |  | Wkdy ¦ Default | 2014-01-01 | 2014-12-31 | Hourly | 0 | 0 | 0 | 0 | 0 | 0 | 0 | 0.1 | 0.5 | 0.8 | 0.8 | 0.8 | 0.8 | 0.8 | 0.8 | 0.8 | 0.8 | 0.5 | 0.3 | 0.3 | 0.2 | 0.2 | 0 | 0
Hospital_Radiology_LIGHT_2007_SPEED | Lighting |  | WntrDsn | 2014-01-01 | 2014-12-31 | Constant | Hr 1: 0
Hospital_Radiology_LIGHT_2007_SPEED | Lighting |  | SmrDsn | 2014-01-01 | 2014-12-31 | Constant | bar: Hr 1
Hospital_Radiology_LIGHT_2007_SPEED | Lighting |  | Sun | 2014-01-01 | 2014-12-31 | Hourly | 0.05 | 0.05 | 0.05 | 0.05 | 0.05 | 0.05 | 0.05 | 0.05 | 0.1 | 0.1 | 0.1 | 0.1 | 0.1 | 0.1 | 0.1 | 0.1 | 0.05 | 0.05 | 0.05 | 0.05 | 0.05 | 0.05 | 0.05 | 0.05
Hospital_Radiology_LIGHT_2007_SPEED | Lighting |  | Sat | 2014-01-01 | 2014-12-31 | Hourly | 0.1 | 0.1 | 0.1 | 0.1 | 0.1 | 0.1 | 0.1 | 0.2 | 0.4 | 0.4 | 0.4 | 0.4 | 0.4 | 0.4 | 0.4 | 0.4 | 0.4 | 0.4 | 0.1 | 0.1 | 0.1 | 0.1 | 0.1 | 0.1
Hospital_Radiology_LIGHT_2007_SPEED | Lighting |  | Wkdy ¦ Default | 2014-01-01 | 2014-12-31 | Hourly | 0.1 | 0.1 | 0.1 | 0.1 | 0.1 | 0.1 | 0.1 | 0.5 | 0.9 | 0.9 | 0.9 | 0.9 | 0.9 | 0.9 | 0.9 | 0.9 | 0.3 | 0.3 | 0.3 | 0.3 | 0.3 | 0.3 | 0.3 | 0.1
Hospital_Radiology_EQUIP_2007_SPEED | Equipment |  | WntrDsn | 2014-01-01 | 2014-12-31 | Constant | Hr 1: 0
Hospital_Radiology_EQUIP_2007_SPEED | Equipment |  | SmrDsn | 2014-01-01 | 2014-12-31 | Constant | bar: Hr 1
Hospital_Radiology_EQUIP_2007_SPEED | Equipment |  | Sun | 2014-01-01 | 2014-12-31 | Hourly | 0.26195 | 0.26195 | 0.26195 | 0.26195 | 0.26195 | 0.26195 | 0.26195 | 0.26195 | 0.34927 | 0.34927 | 0.34927 | 0.34927 | 0.34927 | 0.34927 | 0.34927 | 0.34927 | 0.26195 | 0.26195 | 0.26195 | 0.26195 | 0.26195 | 0.26195 | 0.26195 | 0.26195
Hospital_Radiology_EQUIP_2007_SPEED | Equipment |  | Sat | 2014-01-01 | 2014-12-31 | Hourly | 0.34927 | 0.34927 | 0.34927 | 0.34927 | 0.34927 | 0.34927 | 0.34927 | 0.487 | 0.6331 | 0.6331 | 0.6331 | 0.6331 | 0.6331 | 0.6331 | 0.6331 | 0.6331 | 0.6331 | 0.6331 | 0.34927 | 0.34927 | 0.34927 | 0.34927 | 0.34927 | 0.34927
Hospital_Radiology_EQUIP_2007_SPEED | Equipment |  | Wkdy ¦ Default | 2014-01-01 | 2014-12-31 | Hourly | 0.34927 | 0.34927 | 0.34927 | 0.34927 | 0.34927 | 0.34927 | 0.34927 | 0.6818 | 0.8766 | 0.8766 | 0.8766 | 0.8766 | 0.8766 | 0.8766 | 0.8766 | 0.8766 | 0.5844 | 0.5844 | 0.5844 | 0.5844 | 0.5844 | 0.5844 | 0.5239 | 0.34927
Hospital_Radiology_LIGHT_2010_SPEED | Lighting |  | WntrDsn | 2014-01-01 | 2014-12-31 | Constant | Hr 1: 0
Hospital_Radiology_LIGHT_2010_SPEED | Lighting |  | SmrDsn | 2014-01-01 | 2014-12-31 | Constant | bar: Hr 1
Hospital_Radiology_LIGHT_2010_SPEED | Lighting |  | Sun | 2014-01-01 | 2014-12-31 | Hourly | 0.05 | 0.05 | 0.05 | 0.05 | 0.05 | 0.05 | 0.05 | 0.05 | 0.1 | 0.1 | 0.1 | 0.1 | 0.1 | 0.1 | 0.1 | 0.1 | 0.05 | 0.05 | 0.05 | 0.05 | 0.05 | 0.05 | 0.05 | 0.05
Hospital_Radiology_LIGHT_2010_SPEED | Lighting |  | Sat | 2014-01-01 | 2014-12-31 | Hourly | 0.1 | 0.1 | 0.1 | 0.1 | 0.1 | 0.1 | 0.1 | 0.2 | 0.4 | 0.4 | 0.4 | 0.4 | 0.4 | 0.4 | 0.4 | 0.4 | 0.4 | 0.4 | 0.1 | 0.1 | 0.1 | 0.1 | 0.1 | 0.1
Hospital_Radiology_LIGHT_2010_SPEED | Lighting |  | Wkdy ¦ Default | 2014-01-01 | 2014-12-31 | Hourly | 0.1 | 0.1 | 0.1 | 0.1 | 0.1 | 0.1 | 0.1 | 0.5 | 0.9 | 0.9 | 0.9 | 0.9 | 0.9 | 0.9 | 0.9 | 0.9 | 0.3 | 0.3 | 0.3 | 0.3 | 0.3 | 0.3 | 0.3 | 0.1
Hospital_Radiology_EQUIP_2010_SPEED | Equipment |  | WntrDsn | 2014-01-01 | 2014-12-31 | Constant | Hr 1: 0
Hospital_Radiology_EQUIP_2010_SPEED | Equipment |  | SmrDsn | 2014-01-01 | 2014-12-31 | Constant | bar: Hr 1
Hospital_Radiology_EQUIP_2010_SPEED | Equipment |  | Sun | 2014-01-01 | 2014-12-31 | Hourly | 0.26195 | 0.26195 | 0.26195 | 0.26195 | 0.26195 | 0.26195 | 0.26195 | 0.26195 | 0.34927 | 0.34927 | 0.34927 | 0.34927 | 0.34927 | 0.34927 | 0.34927 | 0.34927 | 0.26195 | 0.26195 | 0.26195 | 0.26195 | 0.26195 | 0.26195 | 0.26195 | 0.26195
Hospital_Radiology_EQUIP_2010_SPEED | Equipment |  | Sat | 2014-01-01 | 2014-12-31 | Hourly | 0.34927 | 0.34927 | 0.34927 | 0.34927 | 0.34927 | 0.34927 | 0.34927 | 0.487 | 0.6331 | 0.6331 | 0.6331 | 0.6331 | 0.6331 | 0.6331 | 0.6331 | 0.6331 | 0.6331 | 0.6331 | 0.34927 | 0.34927 | 0.34927 | 0.34927 | 0.34927 | 0.34927
Hospital_Radiology_EQUIP_2010_SPEED | Equipment |  | Wkdy ¦ Default | 2014-01-01 | 2014-12-31 | Hourly | 0.34927 | 0.34927 | 0.34927 | 0.34927 | 0.34927 | 0.34927 | 0.34927 | 0.6818 | 0.8766 | 0.8766 | 0.8766 | 0.8766 | 0.8766 | 0.8766 | 0.8766 | 0.8766 | 0.5844 | 0.5844 | 0.5844 | 0.5844 | 0.5844 | 0.5844 | 0.5239 | 0.34927
Hospital_Radiology_LIGHT_2013_SPEED | Lighting |  | WntrDsn | 2014-01-01 | 2014-12-31 | Constant | Hr 1: 0
Hospital_Radiology_LIGHT_2013_SPEED | Lighting |  | SmrDsn | 2014-01-01 | 2014-12-31 | Constant | bar: Hr 1
Hospital_Radiology_LIGHT_2013_SPEED | Lighting |  | Sun | 2014-01-01 | 2014-12-31 | Hourly | 0.05 | 0.05 | 0.05 | 0.05 | 0.05 | 0.05 | 0.05 | 0.05 | 0.1 | 0.1 | 0.1 | 0.1 | 0.1 | 0.1 | 0.1 | 0.1 | 0.05 | 0.05 | 0.05 | 0.05 | 0.05 | 0.05 | 0.05 | 0.05
Hospital_Radiology_LIGHT_2013_SPEED | Lighting |  | Sat | 2014-01-01 | 2014-12-31 | Hourly | 0.1 | 0.1 | 0.1 | 0.1 | 0.1 | 0.1 | 0.1 | 0.2 | 0.4 | 0.4 | 0.4 | 0.4 | 0.4 | 0.4 | 0.4 | 0.4 | 0.4 | 0.4 | 0.1 | 0.1 | 0.1 | 0.1 | 0.1 | 0.1
Hospital_Radiology_LIGHT_2013_SPEED | Lighting |  | Wkdy ¦ Default | 2014-01-01 | 2014-12-31 | Hourly | 0.1 | 0.1 | 0.1 | 0.1 | 0.1 | 0.1 | 0.1 | 0.5 | 0.9 | 0.9 | 0.9 | 0.9 | 0.9 | 0.9 | 0.9 | 0.9 | 0.3 | 0.3 | 0.3 | 0.3 | 0.3 | 0.3 | 0.3 | 0.1
Hospital_Radiology_EQUIP_2013_SPEED | Equipment |  | WntrDsn | 2014-01-01 | 2014-12-31 | Constant | Hr 1: 0
Hospital_Radiology_EQUIP_2013_SPEED | Equipment |  | SmrDsn | 2014-01-01 | 2014-12-31 | Constant | bar: Hr 1
Hospital_Radiology_EQUIP_2013_SPEED | Equipment |  | Sun | 2014-01-01 | 2014-12-31 | Hourly | 0.26195 | 0.26195 | 0.26195 | 0.26195 | 0.26195 | 0.26195 | 0.26195 | 0.26195 | 0.34927 | 0.34927 | 0.34927 | 0.34927 | 0.34927 | 0.34927 | 0.34927 | 0.34927 | 0.26195 | 0.26195 | 0.26195 | 0.26195 | 0.26195 | 0.26195 | 0.26195 | 0.26195
Hospital_Radiology_EQUIP_2013_SPEED | Equipment |  | Sat | 2014-01-01 | 2014-12-31 | Hourly | 0.34927 | 0.34927 | 0.34927 | 0.34927 | 0.34927 | 0.34927 | 0.34927 | 0.487 | 0.6331 | 0.6331 | 0.6331 | 0.6331 | 0.6331 | 0.6331 | 0.6331 | 0.6331 | 0.6331 | 0.6331 | 0.34927 | 0.34927 | 0.34927 | 0.34927 | 0.34927 | 0.34927
Hospital_Radiology_EQUIP_2013_SPEED | Equipment |  | Wkdy ¦ Default | 2014-01-01 | 2014-12-31 | Hourly | 0.34927 | 0.34927 | 0.34927 | 0.34927 | 0.34927 | 0.34927 | 0.34927 | 0.6818 | 0.8766 | 0.8766 | 0.8766 | 0.8766 | 0.8766 | 0.8766 | 0.8766 | 0.8766 | 0.5844 | 0.5844 | 0.5844 | 0.5844 | 0.5844 | 0.5844 | 0.5239 | 0.34927
Hospital_Radiology_INFIL_SPEED | Infiltration |  | WntrDsn | 2014-01-01 | 2014-12-31 | Constant | bar: Hr 1
Hospital_Radiology_INFIL_SPEED | Infiltration |  | SmrDsn | 2014-01-01 | 2014-12-31 | Constant | bar: Hr 1
Hospital_Radiology_INFIL_SPEED | Infiltration |  | Sun | 2014-01-01 | 2014-12-31 | Constant | Hr 1: 0.5
Hospital_Radiology_INFIL_SPEED | Infiltration |  | Sat | 2014-01-01 | 2014-12-31 | Constant | Hr 1: 0.5
Hospital_Radiology_INFIL_SPEED | Infiltration |  | Wkdy ¦ Default | 2014-01-01 | 2014-12-31 | Constant | Hr 1: 0.5
Hospital_Radiology_ACTIVITY_SPEED | Activity | W | WntrDsn | 2014-01-01 | 2014-12-31 | Constant | Hr 1: 120
Hospital_Radiology_ACTIVITY_SPEED | Activity | W | SmrDsn | 2014-01-01 | 2014-12-31 | Constant | Hr 1: 120
Hospital_Radiology_ACTIVITY_SPEED | Activity | W | Sun | 2014-01-01 | 2014-12-31 | Constant | Hr 1: 120
Hospital_Radiology_ACTIVITY_SPEED | Activity | W | Sat | 2014-01-01 | 2014-12-31 | Constant | Hr 1: 120
Hospital_Radiology_ACTIVITY_SPEED | Activity | W | Wkdy ¦ Default | 2014-01-01 | 2014-12-31 | Constant | Hr 1: 120
Hospital_Radiology_OA_SPEED | OA Air |  | WntrDsn | 2014-01-01 | 2014-12-31 | Constant | bar: Hr 1
Hospital_Radiology_OA_SPEED | OA Air |  | SmrDsn | 2014-01-01 | 2014-12-31 | Constant | bar: Hr 1
Hospital_Radiology_OA_SPEED | OA Air |  | Sun | 2014-01-01 | 2014-12-31 | Constant | Hr 1: 0
Hospital_Radiology_OA_SPEED | OA Air |  | Sat | 2014-01-01 | 2014-12-31 | Hourly | 0 | 0 | 0 | 0 | 0 | 0 | 0 | 1 | 1 | 1 | 1 | 1 | 1 | 1 | 1 | 1 | 1 | 1 | 1 | 0 | 0 | 0 | 0 | 0
Hospital_Radiology_OA_SPEED | OA Air |  | Wkdy ¦ Default | 2014-01-01 | 2014-12-31 | Hourly | 0 | 0 | 0 | 0 | 0 | 0 | 0 | 1 | 1 | 1 | 1 | 1 | 1 | 1 | 1 | 1 | 1 | 1 | 1 | 1 | 1 | 1 | 0 | 0
Hospital_Corridor_CLGSETP_SPEED | Thermostat Setpoint | C | WntrDsn | 2014-01-01 | 2014-12-31 | Constant | Hr 1: 23.9
Hospital_Corridor_CLGSETP_SPEED | Thermostat Setpoint | C | SmrDsn | 2014-01-01 | 2014-12-31 | Constant | Hr 1: 23.9
Hospital_Corridor_CLGSETP_SPEED | Thermostat Setpoint | C | Sun | 2014-01-01 | 2014-12-31 | Constant | Hr 1: 25.6
Hospital_Corridor_CLGSETP_SPEED | Thermostat Setpoint | C | Sat | 2014-01-01 | 2014-12-31 | Hourly | 25.6 | 25.6 | 25.6 | 25.6 | 25.6 | 25.6 | 25.6 | 23.9 | 23.9 | 23.9 | 23.9 | 23.9 | 23.9 | 23.9 | 23.9 | 23.9 | 23.9 | 23.9 | 23.9 | 25.6 | 25.6 | 25.6 | 25.6 | 25.6
Hospital_Corridor_CLGSETP_SPEED | Thermostat Setpoint | C | Wkdy ¦ Default | 2014-01-01 | 2014-12-31 | Hourly | 25.6 | 25.6 | 25.6 | 25.6 | 25.6 | 25.6 | 25.6 | 23.9 | 23.9 | 23.9 | 23.9 | 23.9 | 23.9 | 23.9 | 23.9 | 23.9 | 23.9 | 23.9 | 23.9 | 23.9 | 23.9 | 23.9 | 25.6 | 25.6
Hospital_Corridor_CLGSETP_EXTD_SPEED | Thermostat Setpoint | C | WntrDsn | 2014-01-01 | 2014-12-31 | Constant | Hr 1: 23.9
Hospital_Corridor_CLGSETP_EXTD_SPEED | Thermostat Setpoint | C | SmrDsn | 2014-01-01 | 2014-12-31 | Constant | Hr 1: 23.9
Hospital_Corridor_CLGSETP_EXTD_SPEED | Thermostat Setpoint | C | Sun | 2014-01-01 | 2014-12-31 | Constant | Hr 1: 23.9
Hospital_Corridor_CLGSETP_EXTD_SPEED | Thermostat Setpoint | C | Sat | 2014-01-01 | 2014-12-31 | Constant | Hr 1: 23.9
Hospital_Corridor_CLGSETP_EXTD_SPEED | Thermostat Setpoint | C | Wkdy ¦ Default | 2014-01-01 | 2014-12-31 | Constant | Hr 1: 23.9
Hospital_Corridor_HTGSETP_SPEED | Thermostat Setpoint | C | WntrDsn | 2014-01-01 | 2014-12-31 | Constant | Hr 1: 21.1
Hospital_Corridor_HTGSETP_SPEED | Thermostat Setpoint | C | SmrDsn | 2014-01-01 | 2014-12-31 | Constant | Hr 1: 21.1
Hospital_Corridor_HTGSETP_SPEED | Thermostat Setpoint | C | Sun | 2014-01-01 | 2014-12-31 | Constant | Hr 1: 19.4
Hospital_Corridor_HTGSETP_SPEED | Thermostat Setpoint | C | Sat | 2014-01-01 | 2014-12-31 | Hourly | 19.4 | 19.4 | 19.4 | 19.4 | 19.4 | 19.4 | 19.4 | 21.1 | 21.1 | 21.1 | 21.1 | 21.1 | 21.1 | 21.1 | 21.1 | 21.1 | 21.1 | 21.1 | 21.1 | 19.4 | 19.4 | 19.4 | 19.4 | 19.4
Hospital_Corridor_HTGSETP_SPEED | Thermostat Setpoint | C | Wkdy ¦ Default | 2014-01-01 | 2014-12-31 | Hourly | 19.4 | 19.4 | 19.4 | 19.4 | 19.4 | 19.4 | 19.4 | 21.1 | 21.1 | 21.1 | 21.1 | 21.1 | 21.1 | 21.1 | 21.1 | 21.1 | 21.1 | 21.1 | 21.1 | 21.1 | 21.1 | 21.1 | 19.4 | 19.4
Hospital_Corridor_HTGSETP_EXTD_SPEED | Thermostat Setpoint | C | WntrDsn | 2014-01-01 | 2014-12-31 | Constant | Hr 1: 21.1
Hospital_Corridor_HTGSETP_EXTD_SPEED | Thermostat Setpoint | C | SmrDsn | 2014-01-01 | 2014-12-31 | Constant | Hr 1: 21.1
Hospital_Corridor_HTGSETP_EXTD_SPEED | Thermostat Setpoint | C | Sun | 2014-01-01 | 2014-12-31 | Constant | Hr 1: 21.1
Hospital_Corridor_HTGSETP_EXTD_SPEED | Thermostat Setpoint | C | Sat | 2014-01-01 | 2014-12-31 | Constant | Hr 1: 21.1
Hospital_Corridor_HTGSETP_EXTD_SPEED | Thermostat Setpoint | C | Wkdy ¦ Default | 2014-01-01 | 2014-12-31 | Constant | Hr 1: 21.1
Hospital_Corridor_OCC_SPEED | Occupancy |  | WntrDsn | 2014-01-01 | 2014-12-31 | Constant | Hr 1: 0
Hospital_Corridor_OCC_SPEED | Occupancy |  | SmrDsn | 2014-01-01 | 2014-12-31 | Constant | bar: Hr 1
Hospital_Corridor_OCC_SPEED | Occupancy |  | Sun | 2014-01-01 | 2014-12-31 | Hourly | 0 | 0 | 0 | 0 | 0 | 0 | 0 | 0 | 0.05 | 0.05 | 0.05 | 0.05 | 0.05 | 0.05 | 0.05 | 0.05 | 0 | 0 | 0 | 0 | 0 | 0 | 0 | 0
Hospital_Corridor_OCC_SPEED | Occupancy |  | Sat | 2014-01-01 | 2014-12-31 | Hourly | 0 | 0 | 0 | 0 | 0 | 0 | 0 | 0.1 | 0.3 | 0.4 | 0.4 | 0.4 | 0.4 | 0.4 | 0.4 | 0.4 | 0.4 | 0.1 | 0.1 | 0 | 0 | 0 | 0 | 0
Hospital_Corridor_OCC_SPEED | Occupancy |  | Wkdy ¦ Default | 2014-01-01 | 2014-12-31 | Hourly | 0 | 0 | 0 | 0 | 0 | 0 | 0 | 0.1 | 0.5 | 0.8 | 0.8 | 0.8 | 0.8 | 0.8 | 0.8 | 0.8 | 0.8 | 0.5 | 0.3 | 0.3 | 0.2 | 0.2 | 0 | 0
Hospital_Corridor_OCC_EXTD_SPEED | Occupancy |  | WntrDsn | 2014-01-01 | 2014-12-31 | Constant | Hr 1: 0
Hospital_Corridor_OCC_EXTD_SPEED | Occupancy |  | SmrDsn | 2014-01-01 | 2014-12-31 | Constant | bar: Hr 1
Hospital_Corridor_OCC_EXTD_SPEED | Occupancy |  | Sun | 2014-01-01 | 2014-12-31 | Hourly | 0.4 | 0.4 | 0.4 | 0.4 | 0.4 | 0.4 | 0.4 | 0.4 | 0.6 | 0.6 | 0.6 | 0.6 | 0.6 | 0.6 | 0.6 | 0.6 | 0.4 | 0.4 | 0.4 | 0.4 | 0.4 | 0.4 | 0.4 | 0.4
Hospital_Corridor_OCC_EXTD_SPEED | Occupancy |  | Sat | 2014-01-01 | 2014-12-31 | Hourly | 0.4 | 0.4 | 0.4 | 0.4 | 0.4 | 0.4 | 0.4 | 0.5 | 0.6 | 0.6 | 0.6 | 0.6 | 0.6 | 0.6 | 0.6 | 0.6 | 0.6 | 0.5 | 0.5 | 0.4 | 0.4 | 0.4 | 0.4 | 0.4
Hospital_Corridor_OCC_EXTD_SPEED | Occupancy |  | Wkdy ¦ Default | 2014-01-01 | 2014-12-31 | Hourly | 0.4 | 0.4 | 0.4 | 0.4 | 0.4 | 0.4 | 0.4 | 0.5 | 0.6 | 0.8 | 0.8 | 0.8 | 0.8 | 0.8 | 0.8 | 0.8 | 0.8 | 0.6 | 0.5 | 0.5 | 0.4 | 0.4 | 0.4 | 0.4
Hospital_Corridor_LIGHT_2007_SPEED | Lighting |  | WntrDsn | 2014-01-01 | 2014-12-31 | Constant | Hr 1: 0
Hospital_Corridor_LIGHT_2007_SPEED | Lighting |  | SmrDsn | 2014-01-01 | 2014-12-31 | Constant | bar: Hr 1
Hospital_Corridor_LIGHT_2007_SPEED | Lighting |  | Sun | 2014-01-01 | 2014-12-31 | Hourly | 0.05 | 0.05 | 0.05 | 0.05 | 0.05 | 0.05 | 0.05 | 0.05 | 0.1 | 0.1 | 0.1 | 0.1 | 0.1 | 0.1 | 0.1 | 0.1 | 0.05 | 0.05 | 0.05 | 0.05 | 0.05 | 0.05 | 0.05 | 0.05
Hospital_Corridor_LIGHT_2007_SPEED | Lighting |  | Sat | 2014-01-01 | 2014-12-31 | Hourly | 0.1 | 0.1 | 0.1 | 0.1 | 0.1 | 0.1 | 0.1 | 0.2 | 0.4 | 0.4 | 0.4 | 0.4 | 0.4 | 0.4 | 0.4 | 0.4 | 0.4 | 0.4 | 0.1 | 0.1 | 0.1 | 0.1 | 0.1 | 0.1
Hospital_Corridor_LIGHT_2007_SPEED | Lighting |  | Wkdy ¦ Default | 2014-01-01 | 2014-12-31 | Hourly | 0.1 | 0.1 | 0.1 | 0.1 | 0.1 | 0.1 | 0.1 | 0.5 | 0.9 | 0.9 | 0.9 | 0.9 | 0.9 | 0.9 | 0.9 | 0.9 | 0.3 | 0.3 | 0.3 | 0.3 | 0.3 | 0.3 | 0.3 | 0.1
Hospital_Corridor_EQUIP_2007_SPEED | Equipment |  | WntrDsn | 2014-01-01 | 2014-12-31 | Constant | Hr 1: 0
Hospital_Corridor_EQUIP_2007_SPEED | Equipment |  | SmrDsn | 2014-01-01 | 2014-12-31 | Constant | bar: Hr 1
Hospital_Corridor_EQUIP_2007_SPEED | Equipment |  | Sun | 2014-01-01 | 2014-12-31 | Hourly | 0.26195 | 0.26195 | 0.26195 | 0.26195 | 0.26195 | 0.26195 | 0.26195 | 0.26195 | 0.34927 | 0.34927 | 0.34927 | 0.34927 | 0.34927 | 0.34927 | 0.34927 | 0.34927 | 0.26195 | 0.26195 | 0.26195 | 0.26195 | 0.26195 | 0.26195 | 0.26195 | 0.26195
Hospital_Corridor_EQUIP_2007_SPEED | Equipment |  | Sat | 2014-01-01 | 2014-12-31 | Hourly | 0.34927 | 0.34927 | 0.34927 | 0.34927 | 0.34927 | 0.34927 | 0.34927 | 0.487 | 0.6331 | 0.6331 | 0.6331 | 0.6331 | 0.6331 | 0.6331 | 0.6331 | 0.6331 | 0.6331 | 0.6331 | 0.34927 | 0.34927 | 0.34927 | 0.34927 | 0.34927 | 0.34927
Hospital_Corridor_EQUIP_2007_SPEED | Equipment |  | Wkdy ¦ Default | 2014-01-01 | 2014-12-31 | Hourly | 0.34927 | 0.34927 | 0.34927 | 0.34927 | 0.34927 | 0.34927 | 0.34927 | 0.6818 | 0.8766 | 0.8766 | 0.8766 | 0.8766 | 0.8766 | 0.8766 | 0.8766 | 0.8766 | 0.5844 | 0.5844 | 0.5844 | 0.5844 | 0.5844 | 0.5844 | 0.5239 | 0.34927
Hospital_Corridor_LIGHT_2010_SPEED | Lighting |  | WntrDsn | 2014-01-01 | 2014-12-31 | Constant | Hr 1: 0
Hospital_Corridor_LIGHT_2010_SPEED | Lighting |  | SmrDsn | 2014-01-01 | 2014-12-31 | Constant | bar: Hr 1
Hospital_Corridor_LIGHT_2010_SPEED | Lighting |  | Sun | 2014-01-01 | 2014-12-31 | Hourly | 0.05 | 0.05 | 0.05 | 0.05 | 0.05 | 0.05 | 0.05 | 0.05 | 0.1 | 0.1 | 0.1 | 0.1 | 0.1 | 0.1 | 0.1 | 0.1 | 0.05 | 0.05 | 0.05 | 0.05 | 0.05 | 0.05 | 0.05 | 0.05
Hospital_Corridor_LIGHT_2010_SPEED | Lighting |  | Sat | 2014-01-01 | 2014-12-31 | Hourly | 0.1 | 0.1 | 0.1 | 0.1 | 0.1 | 0.1 | 0.1 | 0.2 | 0.4 | 0.4 | 0.4 | 0.4 | 0.4 | 0.4 | 0.4 | 0.4 | 0.4 | 0.4 | 0.1 | 0.1 | 0.1 | 0.1 | 0.1 | 0.1
Hospital_Corridor_LIGHT_2010_SPEED | Lighting |  | Wkdy ¦ Default | 2014-01-01 | 2014-12-31 | Hourly | 0.1 | 0.1 | 0.1 | 0.1 | 0.1 | 0.1 | 0.1 | 0.5 | 0.9 | 0.9 | 0.9 | 0.9 | 0.9 | 0.9 | 0.9 | 0.9 | 0.3 | 0.3 | 0.3 | 0.3 | 0.3 | 0.3 | 0.3 | 0.1
Hospital_Corridor_EQUIP_2010_SPEED | Equipment |  | WntrDsn | 2014-01-01 | 2014-12-31 | Constant | Hr 1: 0
Hospital_Corridor_EQUIP_2010_SPEED | Equipment |  | SmrDsn | 2014-01-01 | 2014-12-31 | Constant | bar: Hr 1
Hospital_Corridor_EQUIP_2010_SPEED | Equipment |  | Sun | 2014-01-01 | 2014-12-31 | Hourly | 0.26195 | 0.26195 | 0.26195 | 0.26195 | 0.26195 | 0.26195 | 0.26195 | 0.26195 | 0.34927 | 0.34927 | 0.34927 | 0.34927 | 0.34927 | 0.34927 | 0.34927 | 0.34927 | 0.26195 | 0.26195 | 0.26195 | 0.26195 | 0.26195 | 0.26195 | 0.26195 | 0.26195
Hospital_Corridor_EQUIP_2010_SPEED | Equipment |  | Sat | 2014-01-01 | 2014-12-31 | Hourly | 0.34927 | 0.34927 | 0.34927 | 0.34927 | 0.34927 | 0.34927 | 0.34927 | 0.487 | 0.6331 | 0.6331 | 0.6331 | 0.6331 | 0.6331 | 0.6331 | 0.6331 | 0.6331 | 0.6331 | 0.6331 | 0.34927 | 0.34927 | 0.34927 | 0.34927 | 0.34927 | 0.34927
Hospital_Corridor_EQUIP_2010_SPEED | Equipment |  | Wkdy ¦ Default | 2014-01-01 | 2014-12-31 | Hourly | 0.34927 | 0.34927 | 0.34927 | 0.34927 | 0.34927 | 0.34927 | 0.34927 | 0.6818 | 0.8766 | 0.8766 | 0.8766 | 0.8766 | 0.8766 | 0.8766 | 0.8766 | 0.8766 | 0.5844 | 0.5844 | 0.5844 | 0.5844 | 0.5844 | 0.5844 | 0.5239 | 0.34927
Hospital_Corridor_LIGHT_2013_SPEED | Lighting |  | WntrDsn | 2014-01-01 | 2014-12-31 | Constant | Hr 1: 0
Hospital_Corridor_LIGHT_2013_SPEED | Lighting |  | SmrDsn | 2014-01-01 | 2014-12-31 | Constant | bar: Hr 1
Hospital_Corridor_LIGHT_2013_SPEED | Lighting |  | Sun | 2014-01-01 | 2014-12-31 | Hourly | 0.05 | 0.05 | 0.05 | 0.05 | 0.05 | 0.05 | 0.05 | 0.05 | 0.1 | 0.1 | 0.1 | 0.1 | 0.1 | 0.1 | 0.1 | 0.1 | 0.05 | 0.05 | 0.05 | 0.05 | 0.05 | 0.05 | 0.05 | 0.05
Hospital_Corridor_LIGHT_2013_SPEED | Lighting |  | Sat | 2014-01-01 | 2014-12-31 | Hourly | 0.1 | 0.1 | 0.1 | 0.1 | 0.1 | 0.1 | 0.1 | 0.2 | 0.4 | 0.4 | 0.4 | 0.4 | 0.4 | 0.4 | 0.4 | 0.4 | 0.4 | 0.4 | 0.1 | 0.1 | 0.1 | 0.1 | 0.1 | 0.1
Hospital_Corridor_LIGHT_2013_SPEED | Lighting |  | Wkdy ¦ Default | 2014-01-01 | 2014-12-31 | Hourly | 0.1 | 0.1 | 0.1 | 0.1 | 0.1 | 0.1 | 0.1 | 0.5 | 0.9 | 0.9 | 0.9 | 0.9 | 0.9 | 0.9 | 0.9 | 0.9 | 0.3 | 0.3 | 0.3 | 0.3 | 0.3 | 0.3 | 0.3 | 0.1
Hospital_Corridor_EQUIP_2013_SPEED | Equipment |  | WntrDsn | 2014-01-01 | 2014-12-31 | Constant | Hr 1: 0
Hospital_Corridor_EQUIP_2013_SPEED | Equipment |  | SmrDsn | 2014-01-01 | 2014-12-31 | Constant | bar: Hr 1
Hospital_Corridor_EQUIP_2013_SPEED | Equipment |  | Sun | 2014-01-01 | 2014-12-31 | Hourly | 0.26195 | 0.26195 | 0.26195 | 0.26195 | 0.26195 | 0.26195 | 0.26195 | 0.26195 | 0.34927 | 0.34927 | 0.34927 | 0.34927 | 0.34927 | 0.34927 | 0.34927 | 0.34927 | 0.26195 | 0.26195 | 0.26195 | 0.26195 | 0.26195 | 0.26195 | 0.26195 | 0.26195
Hospital_Corridor_EQUIP_2013_SPEED | Equipment |  | Sat | 2014-01-01 | 2014-12-31 | Hourly | 0.34927 | 0.34927 | 0.34927 | 0.34927 | 0.34927 | 0.34927 | 0.34927 | 0.487 | 0.6331 | 0.6331 | 0.6331 | 0.6331 | 0.6331 | 0.6331 | 0.6331 | 0.6331 | 0.6331 | 0.6331 | 0.34927 | 0.34927 | 0.34927 | 0.34927 | 0.34927 | 0.34927
Hospital_Corridor_EQUIP_2013_SPEED | Equipment |  | Wkdy ¦ Default | 2014-01-01 | 2014-12-31 | Hourly | 0.34927 | 0.34927 | 0.34927 | 0.34927 | 0.34927 | 0.34927 | 0.34927 | 0.6818 | 0.8766 | 0.8766 | 0.8766 | 0.8766 | 0.8766 | 0.8766 | 0.8766 | 0.8766 | 0.5844 | 0.5844 | 0.5844 | 0.5844 | 0.5844 | 0.5844 | 0.5239 | 0.34927
Hospital_Corridor_INFIL_SPEED | Infiltration |  | WntrDsn | 2014-01-01 | 2014-12-31 | Constant | bar: Hr 1
Hospital_Corridor_INFIL_SPEED | Infiltration |  | SmrDsn | 2014-01-01 | 2014-12-31 | Constant | bar: Hr 1
Hospital_Corridor_INFIL_SPEED | Infiltration |  | Sun | 2014-01-01 | 2014-12-31 | Constant | bar: Hr 1
Hospital_Corridor_INFIL_SPEED | Infiltration |  | Sat | 2014-01-01 | 2014-12-31 | Hourly | 1 | 1 | 1 | 1 | 1 | 1 | 1 | 0.5 | 0.5 | 0.5 | 0.5 | 0.5 | 0.5 | 0.5 | 0.5 | 0.5 | 0.5 | 0.5 | 0.5 | 1 | 1 | 1 | 1 | 1
Hospital_Corridor_INFIL_SPEED | Infiltration |  | Wkdy ¦ Default | 2014-01-01 | 2014-12-31 | Hourly | 1 | 1 | 1 | 1 | 1 | 1 | 1 | 0.5 | 0.5 | 0.5 | 0.5 | 0.5 | 0.5 | 0.5 | 0.5 | 0.5 | 0.5 | 0.5 | 0.5 | 0.5 | 0.5 | 0.5 | 1 | 1
Hospital_Corridor_INFIL_EXTD_SPEED | Infiltration |  | WntrDsn | 2014-01-01 | 2014-12-31 | Constant | bar: Hr 1
Hospital_Corridor_INFIL_EXTD_SPEED | Infiltration |  | SmrDsn | 2014-01-01 | 2014-12-31 | Constant | bar: Hr 1
Hospital_Corridor_INFIL_EXTD_SPEED | Infiltration |  | Sun | 2014-01-01 | 2014-12-31 | Constant | Hr 1: 0.5
Hospital_Corridor_INFIL_EXTD_SPEED | Infiltration |  | Sat | 2014-01-01 | 2014-12-31 | Constant | Hr 1: 0.5
Hospital_Corridor_INFIL_EXTD_SPEED | Infiltration |  | Wkdy ¦ Default | 2014-01-01 | 2014-12-31 | Constant | Hr 1: 0.5
Hospital_Corridor_ACTIVITY_SPEED | Activity | W | WntrDsn | 2014-01-01 | 2014-12-31 | Constant | Hr 1: 120
Hospital_Corridor_ACTIVITY_SPEED | Activity | W | SmrDsn | 2014-01-01 | 2014-12-31 | Constant | Hr 1: 120
Hospital_Corridor_ACTIVITY_SPEED | Activity | W | Sun | 2014-01-01 | 2014-12-31 | Constant | Hr 1: 120
Hospital_Corridor_ACTIVITY_SPEED | Activity | W | Sat | 2014-01-01 | 2014-12-31 | Constant | Hr 1: 120
Hospital_Corridor_ACTIVITY_SPEED | Activity | W | Wkdy ¦ Default | 2014-01-01 | 2014-12-31 | Constant | Hr 1: 120
Hospital_Corridor_OA_SPEED | OA Air |  | WntrDsn | 2014-01-01 | 2014-12-31 | Constant | bar: Hr 1
Hospital_Corridor_OA_SPEED | OA Air |  | SmrDsn | 2014-01-01 | 2014-12-31 | Constant | bar: Hr 1
Hospital_Corridor_OA_SPEED | OA Air |  | Sun | 2014-01-01 | 2014-12-31 | Constant | Hr 1: 0
Hospital_Corridor_OA_SPEED | OA Air |  | Sat | 2014-01-01 | 2014-12-31 | Hourly | 0 | 0 | 0 | 0 | 0 | 0 | 0 | 1 | 1 | 1 | 1 | 1 | 1 | 1 | 1 | 1 | 1 | 1 | 1 | 0 | 0 | 0 | 0 | 0
Hospital_Corridor_OA_SPEED | OA Air |  | Wkdy ¦ Default | 2014-01-01 | 2014-12-31 | Hourly | 0 | 0 | 0 | 0 | 0 | 0 | 0 | 1 | 1 | 1 | 1 | 1 | 1 | 1 | 1 | 1 | 1 | 1 | 1 | 1 | 1 | 1 | 0 | 0
Hospital_Corridor_OA_EXTD_SPEED | OA Air |  | WntrDsn | 2014-01-01 | 2014-12-31 | Constant | bar: Hr 1
Hospital_Corridor_OA_EXTD_SPEED | OA Air |  | SmrDsn | 2014-01-01 | 2014-12-31 | Constant | bar: Hr 1
Hospital_Corridor_OA_EXTD_SPEED | OA Air |  | Sun | 2014-01-01 | 2014-12-31 | Constant | bar: Hr 1
Hospital_Corridor_OA_EXTD_SPEED | OA Air |  | Sat | 2014-01-01 | 2014-12-31 | Constant | bar: Hr 1
Hospital_Corridor_OA_EXTD_SPEED | OA Air |  | Wkdy ¦ Default | 2014-01-01 | 2014-12-31 | Constant | bar: Hr 1
Hospital_Dining_CLGSETP_SPEED | Thermostat Setpoint | C | WntrDsn | 2014-01-01 | 2014-12-31 | Constant | Hr 1: 23.9
Hospital_Dining_CLGSETP_SPEED | Thermostat Setpoint | C | SmrDsn | 2014-01-01 | 2014-12-31 | Constant | Hr 1: 23.9
Hospital_Dining_CLGSETP_SPEED | Thermostat Setpoint | C | Sun | 2014-01-01 | 2014-12-31 | Constant | Hr 1: 25.6
Hospital_Dining_CLGSETP_SPEED | Thermostat Setpoint | C | Sat | 2014-01-01 | 2014-12-31 | Hourly | 25.6 | 25.6 | 25.6 | 25.6 | 25.6 | 25.6 | 25.6 | 23.9 | 23.9 | 23.9 | 23.9 | 23.9 | 23.9 | 23.9 | 23.9 | 23.9 | 23.9 | 23.9 | 23.9 | 25.6 | 25.6 | 25.6 | 25.6 | 25.6
Hospital_Dining_CLGSETP_SPEED | Thermostat Setpoint | C | Wkdy ¦ Default | 2014-01-01 | 2014-12-31 | Hourly | 25.6 | 25.6 | 25.6 | 25.6 | 25.6 | 25.6 | 25.6 | 23.9 | 23.9 | 23.9 | 23.9 | 23.9 | 23.9 | 23.9 | 23.9 | 23.9 | 23.9 | 23.9 | 23.9 | 23.9 | 23.9 | 23.9 | 25.6 | 25.6
Hospital_Dining_CLGSETP_EXTD_SPEED | Thermostat Setpoint | C | WntrDsn | 2014-01-01 | 2014-12-31 | Constant | Hr 1: 23.9
Hospital_Dining_CLGSETP_EXTD_SPEED | Thermostat Setpoint | C | SmrDsn | 2014-01-01 | 2014-12-31 | Constant | Hr 1: 23.9
Hospital_Dining_CLGSETP_EXTD_SPEED | Thermostat Setpoint | C | Sun | 2014-01-01 | 2014-12-31 | Constant | Hr 1: 23.9
Hospital_Dining_CLGSETP_EXTD_SPEED | Thermostat Setpoint | C | Sat | 2014-01-01 | 2014-12-31 | Constant | Hr 1: 23.9
Hospital_Dining_CLGSETP_EXTD_SPEED | Thermostat Setpoint | C | Wkdy ¦ Default | 2014-01-01 | 2014-12-31 | Constant | Hr 1: 23.9
Hospital_Dining_HTGSETP_SPEED | Thermostat Setpoint | C | WntrDsn | 2014-01-01 | 2014-12-31 | Constant | Hr 1: 21.1
Hospital_Dining_HTGSETP_SPEED | Thermostat Setpoint | C | SmrDsn | 2014-01-01 | 2014-12-31 | Constant | Hr 1: 21.1
Hospital_Dining_HTGSETP_SPEED | Thermostat Setpoint | C | Sun | 2014-01-01 | 2014-12-31 | Constant | Hr 1: 19.4
Hospital_Dining_HTGSETP_SPEED | Thermostat Setpoint | C | Sat | 2014-01-01 | 2014-12-31 | Hourly | 19.4 | 19.4 | 19.4 | 19.4 | 19.4 | 19.4 | 19.4 | 21.1 | 21.1 | 21.1 | 21.1 | 21.1 | 21.1 | 21.1 | 21.1 | 21.1 | 21.1 | 21.1 | 21.1 | 19.4 | 19.4 | 19.4 | 19.4 | 19.4
Hospital_Dining_HTGSETP_SPEED | Thermostat Setpoint | C | Wkdy ¦ Default | 2014-01-01 | 2014-12-31 | Hourly | 19.4 | 19.4 | 19.4 | 19.4 | 19.4 | 19.4 | 19.4 | 21.1 | 21.1 | 21.1 | 21.1 | 21.1 | 21.1 | 21.1 | 21.1 | 21.1 | 21.1 | 21.1 | 21.1 | 21.1 | 21.1 | 21.1 | 19.4 | 19.4
Hospital_Dining_HTGSETP_EXTD_SPEED | Thermostat Setpoint | C | WntrDsn | 2014-01-01 | 2014-12-31 | Constant | Hr 1: 21.1
Hospital_Dining_HTGSETP_EXTD_SPEED | Thermostat Setpoint | C | SmrDsn | 2014-01-01 | 2014-12-31 | Constant | Hr 1: 21.1
Hospital_Dining_HTGSETP_EXTD_SPEED | Thermostat Setpoint | C | Sun | 2014-01-01 | 2014-12-31 | Constant | Hr 1: 21.1
Hospital_Dining_HTGSETP_EXTD_SPEED | Thermostat Setpoint | C | Sat | 2014-01-01 | 2014-12-31 | Constant | Hr 1: 21.1
Hospital_Dining_HTGSETP_EXTD_SPEED | Thermostat Setpoint | C | Wkdy ¦ Default | 2014-01-01 | 2014-12-31 | Constant | Hr 1: 21.1
Hospital_Dining_OCC_SPEED | Occupancy |  | WntrDsn | 2014-01-01 | 2014-12-31 | Constant | Hr 1: 0
Hospital_Dining_OCC_SPEED | Occupancy |  | SmrDsn | 2014-01-01 | 2014-12-31 | Constant | bar: Hr 1
Hospital_Dining_OCC_SPEED | Occupancy |  | Sun | 2014-01-01 | 2014-12-31 | Hourly | 0 | 0 | 0 | 0 | 0 | 0 | 0 | 0 | 0.05 | 0.05 | 0.05 | 0.05 | 0.05 | 0.05 | 0.05 | 0.05 | 0 | 0 | 0 | 0 | 0 | 0 | 0 | 0
Hospital_Dining_OCC_SPEED | Occupancy |  | Sat | 2014-01-01 | 2014-12-31 | Hourly | 0 | 0 | 0 | 0 | 0 | 0 | 0 | 0.1 | 0.3 | 0.4 | 0.4 | 0.4 | 0.4 | 0.4 | 0.4 | 0.4 | 0.4 | 0.1 | 0.1 | 0 | 0 | 0 | 0 | 0
Hospital_Dining_OCC_SPEED | Occupancy |  | Wkdy ¦ Default | 2014-01-01 | 2014-12-31 | Hourly | 0 | 0 | 0 | 0 | 0 | 0 | 0 | 0.1 | 0.5 | 0.8 | 0.8 | 0.8 | 0.8 | 0.8 | 0.8 | 0.8 | 0.8 | 0.5 | 0.3 | 0.3 | 0.2 | 0.2 | 0 | 0
Hospital_Dining_OCC_EXTD_SPEED | Occupancy |  | WntrDsn | 2014-01-01 | 2014-12-31 | Constant | Hr 1: 0
Hospital_Dining_OCC_EXTD_SPEED | Occupancy |  | SmrDsn | 2014-01-01 | 2014-12-31 | Constant | bar: Hr 1
Hospital_Dining_OCC_EXTD_SPEED | Occupancy |  | Sun | 2014-01-01 | 2014-12-31 | Hourly | 0.4 | 0.4 | 0.4 | 0.4 | 0.4 | 0.4 | 0.4 | 0.4 | 0.6 | 0.6 | 0.6 | 0.6 | 0.6 | 0.6 | 0.6 | 0.6 | 0.4 | 0.4 | 0.4 | 0.4 | 0.4 | 0.4 | 0.4 | 0.4
Hospital_Dining_OCC_EXTD_SPEED | Occupancy |  | Sat | 2014-01-01 | 2014-12-31 | Hourly | 0.4 | 0.4 | 0.4 | 0.4 | 0.4 | 0.4 | 0.4 | 0.5 | 0.6 | 0.6 | 0.6 | 0.6 | 0.6 | 0.6 | 0.6 | 0.6 | 0.6 | 0.5 | 0.5 | 0.4 | 0.4 | 0.4 | 0.4 | 0.4
Hospital_Dining_OCC_EXTD_SPEED | Occupancy |  | Wkdy ¦ Default | 2014-01-01 | 2014-12-31 | Hourly | 0.4 | 0.4 | 0.4 | 0.4 | 0.4 | 0.4 | 0.4 | 0.5 | 0.6 | 0.8 | 0.8 | 0.8 | 0.8 | 0.8 | 0.8 | 0.8 | 0.8 | 0.6 | 0.5 | 0.5 | 0.4 | 0.4 | 0.4 | 0.4
Hospital_Dining_LIGHT_2007_SPEED | Lighting |  | WntrDsn | 2014-01-01 | 2014-12-31 | Constant | Hr 1: 0
Hospital_Dining_LIGHT_2007_SPEED | Lighting |  | SmrDsn | 2014-01-01 | 2014-12-31 | Constant | bar: Hr 1
Hospital_Dining_LIGHT_2007_SPEED | Lighting |  | Sun | 2014-01-01 | 2014-12-31 | Hourly | 0.05 | 0.05 | 0.05 | 0.05 | 0.05 | 0.05 | 0.05 | 0.05 | 0.1 | 0.1 | 0.1 | 0.1 | 0.1 | 0.1 | 0.1 | 0.1 | 0.05 | 0.05 | 0.05 | 0.05 | 0.05 | 0.05 | 0.05 | 0.05
Hospital_Dining_LIGHT_2007_SPEED | Lighting |  | Sat | 2014-01-01 | 2014-12-31 | Hourly | 0.1 | 0.1 | 0.1 | 0.1 | 0.1 | 0.1 | 0.1 | 0.2 | 0.4 | 0.4 | 0.4 | 0.4 | 0.4 | 0.4 | 0.4 | 0.4 | 0.4 | 0.4 | 0.1 | 0.1 | 0.1 | 0.1 | 0.1 | 0.1
Hospital_Dining_LIGHT_2007_SPEED | Lighting |  | Wkdy ¦ Default | 2014-01-01 | 2014-12-31 | Hourly | 0.1 | 0.1 | 0.1 | 0.1 | 0.1 | 0.1 | 0.1 | 0.5 | 0.9 | 0.9 | 0.9 | 0.9 | 0.9 | 0.9 | 0.9 | 0.9 | 0.3 | 0.3 | 0.3 | 0.3 | 0.3 | 0.3 | 0.3 | 0.1
Hospital_Dining_EQUIP_2007_SPEED | Equipment |  | WntrDsn | 2014-01-01 | 2014-12-31 | Constant | Hr 1: 0
Hospital_Dining_EQUIP_2007_SPEED | Equipment |  | SmrDsn | 2014-01-01 | 2014-12-31 | Constant | bar: Hr 1
Hospital_Dining_EQUIP_2007_SPEED | Equipment |  | Sun | 2014-01-01 | 2014-12-31 | Hourly | 0.26195 | 0.26195 | 0.26195 | 0.26195 | 0.26195 | 0.26195 | 0.26195 | 0.26195 | 0.34927 | 0.34927 | 0.34927 | 0.34927 | 0.34927 | 0.34927 | 0.34927 | 0.34927 | 0.26195 | 0.26195 | 0.26195 | 0.26195 | 0.26195 | 0.26195 | 0.26195 | 0.26195
Hospital_Dining_EQUIP_2007_SPEED | Equipment |  | Sat | 2014-01-01 | 2014-12-31 | Hourly | 0.34927 | 0.34927 | 0.34927 | 0.34927 | 0.34927 | 0.34927 | 0.34927 | 0.487 | 0.6331 | 0.6331 | 0.6331 | 0.6331 | 0.6331 | 0.6331 | 0.6331 | 0.6331 | 0.6331 | 0.6331 | 0.34927 | 0.34927 | 0.34927 | 0.34927 | 0.34927 | 0.34927
Hospital_Dining_EQUIP_2007_SPEED | Equipment |  | Wkdy ¦ Default | 2014-01-01 | 2014-12-31 | Hourly | 0.34927 | 0.34927 | 0.34927 | 0.34927 | 0.34927 | 0.34927 | 0.34927 | 0.6818 | 0.8766 | 0.8766 | 0.8766 | 0.8766 | 0.8766 | 0.8766 | 0.8766 | 0.8766 | 0.5844 | 0.5844 | 0.5844 | 0.5844 | 0.5844 | 0.5844 | 0.5239 | 0.34927
Hospital_Dining_LIGHT_2010_SPEED | Lighting |  | WntrDsn | 2014-01-01 | 2014-12-31 | Constant | Hr 1: 0
Hospital_Dining_LIGHT_2010_SPEED | Lighting |  | SmrDsn | 2014-01-01 | 2014-12-31 | Constant | bar: Hr 1
Hospital_Dining_LIGHT_2010_SPEED | Lighting |  | Sun | 2014-01-01 | 2014-12-31 | Hourly | 0.05 | 0.05 | 0.05 | 0.05 | 0.05 | 0.05 | 0.05 | 0.05 | 0.1 | 0.1 | 0.1 | 0.1 | 0.1 | 0.1 | 0.1 | 0.1 | 0.05 | 0.05 | 0.05 | 0.05 | 0.05 | 0.05 | 0.05 | 0.05
Hospital_Dining_LIGHT_2010_SPEED | Lighting |  | Sat | 2014-01-01 | 2014-12-31 | Hourly | 0.1 | 0.1 | 0.1 | 0.1 | 0.1 | 0.1 | 0.1 | 0.2 | 0.4 | 0.4 | 0.4 | 0.4 | 0.4 | 0.4 | 0.4 | 0.4 | 0.4 | 0.4 | 0.1 | 0.1 | 0.1 | 0.1 | 0.1 | 0.1
Hospital_Dining_LIGHT_2010_SPEED | Lighting |  | Wkdy ¦ Default | 2014-01-01 | 2014-12-31 | Hourly | 0.1 | 0.1 | 0.1 | 0.1 | 0.1 | 0.1 | 0.1 | 0.5 | 0.9 | 0.9 | 0.9 | 0.9 | 0.9 | 0.9 | 0.9 | 0.9 | 0.3 | 0.3 | 0.3 | 0.3 | 0.3 | 0.3 | 0.3 | 0.1
Hospital_Dining_EQUIP_2010_SPEED | Equipment |  | WntrDsn | 2014-01-01 | 2014-12-31 | Constant | Hr 1: 0
Hospital_Dining_EQUIP_2010_SPEED | Equipment |  | SmrDsn | 2014-01-01 | 2014-12-31 | Constant | bar: Hr 1
Hospital_Dining_EQUIP_2010_SPEED | Equipment |  | Sun | 2014-01-01 | 2014-12-31 | Hourly | 0.4 | 0.4 | 0.4 | 0.4 | 0.4 | 0.4 | 0.4 | 0.4 | 0.6 | 0.6 | 0.6 | 0.6 | 0.6 | 0.6 | 0.6 | 0.6 | 0.4 | 0.4 | 0.4 | 0.4 | 0.4 | 0.4 | 0.4 | 0.4
Hospital_Dining_EQUIP_2010_SPEED | Equipment |  | Sat | 2014-01-01 | 2014-12-31 | Hourly | 0.4 | 0.4 | 0.4 | 0.4 | 0.4 | 0.4 | 0.4 | 0.5 | 0.65 | 0.65 | 0.65 | 0.65 | 0.65 | 0.65 | 0.65 | 0.65 | 0.65 | 0.65 | 0.4 | 0.4 | 0.4 | 0.4 | 0.4 | 0.4
Hospital_Dining_EQUIP_2010_SPEED | Equipment |  | Wkdy ¦ Default | 2014-01-01 | 2014-12-31 | Hourly | 0.4 | 0.4 | 0.4 | 0.4 | 0.4 | 0.4 | 0.4 | 0.7 | 0.9 | 0.9 | 0.9 | 0.9 | 0.9 | 0.9 | 0.9 | 0.9 | 0.6 | 0.6 | 0.6 | 0.6 | 0.6 | 0.6 | 0.6 | 0.4
Hospital_Dining_LIGHT_2013_SPEED | Lighting |  | WntrDsn | 2014-01-01 | 2014-12-31 | Constant | Hr 1: 0
Hospital_Dining_LIGHT_2013_SPEED | Lighting |  | SmrDsn | 2014-01-01 | 2014-12-31 | Constant | bar: Hr 1
Hospital_Dining_LIGHT_2013_SPEED | Lighting |  | Sun | 2014-01-01 | 2014-12-31 | Hourly | 0.05 | 0.05 | 0.05 | 0.05 | 0.05 | 0.05 | 0.05 | 0.05 | 0.1 | 0.1 | 0.1 | 0.1 | 0.1 | 0.1 | 0.1 | 0.1 | 0.05 | 0.05 | 0.05 | 0.05 | 0.05 | 0.05 | 0.05 | 0.05
Hospital_Dining_LIGHT_2013_SPEED | Lighting |  | Sat | 2014-01-01 | 2014-12-31 | Hourly | 0.1 | 0.1 | 0.1 | 0.1 | 0.1 | 0.1 | 0.1 | 0.2 | 0.4 | 0.4 | 0.4 | 0.4 | 0.4 | 0.4 | 0.4 | 0.4 | 0.4 | 0.4 | 0.1 | 0.1 | 0.1 | 0.1 | 0.1 | 0.1
Hospital_Dining_LIGHT_2013_SPEED | Lighting |  | Wkdy ¦ Default | 2014-01-01 | 2014-12-31 | Hourly | 0.1 | 0.1 | 0.1 | 0.1 | 0.1 | 0.1 | 0.1 | 0.5 | 0.9 | 0.9 | 0.9 | 0.9 | 0.9 | 0.9 | 0.9 | 0.9 | 0.3 | 0.3 | 0.3 | 0.3 | 0.3 | 0.3 | 0.3 | 0.1
Hospital_Dining_EQUIP_2013_SPEED | Equipment |  | WntrDsn | 2014-01-01 | 2014-12-31 | Constant | Hr 1: 0
Hospital_Dining_EQUIP_2013_SPEED | Equipment |  | SmrDsn | 2014-01-01 | 2014-12-31 | Constant | bar: Hr 1
Hospital_Dining_EQUIP_2013_SPEED | Equipment |  | Sun | 2014-01-01 | 2014-12-31 | Hourly | 0.4 | 0.4 | 0.4 | 0.4 | 0.4 | 0.4 | 0.4 | 0.4 | 0.6 | 0.6 | 0.6 | 0.6 | 0.6 | 0.6 | 0.6 | 0.6 | 0.4 | 0.4 | 0.4 | 0.4 | 0.4 | 0.4 | 0.4 | 0.4
Hospital_Dining_EQUIP_2013_SPEED | Equipment |  | Sat | 2014-01-01 | 2014-12-31 | Hourly | 0.4 | 0.4 | 0.4 | 0.4 | 0.4 | 0.4 | 0.4 | 0.5 | 0.65 | 0.65 | 0.65 | 0.65 | 0.65 | 0.65 | 0.65 | 0.65 | 0.65 | 0.65 | 0.4 | 0.4 | 0.4 | 0.4 | 0.4 | 0.4
Hospital_Dining_EQUIP_2013_SPEED | Equipment |  | Wkdy ¦ Default | 2014-01-01 | 2014-12-31 | Hourly | 0.4 | 0.4 | 0.4 | 0.4 | 0.4 | 0.4 | 0.4 | 0.7 | 0.9 | 0.9 | 0.9 | 0.9 | 0.9 | 0.9 | 0.9 | 0.9 | 0.6 | 0.6 | 0.6 | 0.6 | 0.6 | 0.6 | 0.6 | 0.4
Hospital_Dining_INFIL_SPEED | Infiltration |  | WntrDsn | 2014-01-01 | 2014-12-31 | Constant | bar: Hr 1
Hospital_Dining_INFIL_SPEED | Infiltration |  | SmrDsn | 2014-01-01 | 2014-12-31 | Constant | bar: Hr 1
Hospital_Dining_INFIL_SPEED | Infiltration |  | Sun | 2014-01-01 | 2014-12-31 | Constant | bar: Hr 1
Hospital_Dining_INFIL_SPEED | Infiltration |  | Sat | 2014-01-01 | 2014-12-31 | Hourly | 1 | 1 | 1 | 1 | 1 | 1 | 1 | 0.5 | 0.5 | 0.5 | 0.5 | 0.5 | 0.5 | 0.5 | 0.5 | 0.5 | 0.5 | 0.5 | 0.5 | 1 | 1 | 1 | 1 | 1
Hospital_Dining_INFIL_SPEED | Infiltration |  | Wkdy ¦ Default | 2014-01-01 | 2014-12-31 | Hourly | 1 | 1 | 1 | 1 | 1 | 1 | 1 | 0.5 | 0.5 | 0.5 | 0.5 | 0.5 | 0.5 | 0.5 | 0.5 | 0.5 | 0.5 | 0.5 | 0.5 | 0.5 | 0.5 | 0.5 | 1 | 1
Hospital_Dining_INFIL_EXTD_SPEED | Infiltration |  | WntrDsn | 2014-01-01 | 2014-12-31 | Constant | bar: Hr 1
Hospital_Dining_INFIL_EXTD_SPEED | Infiltration |  | SmrDsn | 2014-01-01 | 2014-12-31 | Constant | bar: Hr 1
Hospital_Dining_INFIL_EXTD_SPEED | Infiltration |  | Sun | 2014-01-01 | 2014-12-31 | Constant | Hr 1: 0.5
Hospital_Dining_INFIL_EXTD_SPEED | Infiltration |  | Sat | 2014-01-01 | 2014-12-31 | Constant | Hr 1: 0.5
Hospital_Dining_INFIL_EXTD_SPEED | Infiltration |  | Wkdy ¦ Default | 2014-01-01 | 2014-12-31 | Constant | Hr 1: 0.5
Hospital_Dining_ACTIVITY_SPEED | Activity | W | WntrDsn | 2014-01-01 | 2014-12-31 | Constant | Hr 1: 120
Hospital_Dining_ACTIVITY_SPEED | Activity | W | SmrDsn | 2014-01-01 | 2014-12-31 | Constant | Hr 1: 120
Hospital_Dining_ACTIVITY_SPEED | Activity | W | Sun | 2014-01-01 | 2014-12-31 | Constant | Hr 1: 120
Hospital_Dining_ACTIVITY_SPEED | Activity | W | Sat | 2014-01-01 | 2014-12-31 | Constant | Hr 1: 120
Hospital_Dining_ACTIVITY_SPEED | Activity | W | Wkdy ¦ Default | 2014-01-01 | 2014-12-31 | Constant | Hr 1: 120
Hospital_Dining_OA_SPEED | OA Air |  | WntrDsn | 2014-01-01 | 2014-12-31 | Constant | bar: Hr 1
Hospital_Dining_OA_SPEED | OA Air |  | SmrDsn | 2014-01-01 | 2014-12-31 | Constant | bar: Hr 1
Hospital_Dining_OA_SPEED | OA Air |  | Sun | 2014-01-01 | 2014-12-31 | Constant | Hr 1: 0
Hospital_Dining_OA_SPEED | OA Air |  | Sat | 2014-01-01 | 2014-12-31 | Hourly | 0 | 0 | 0 | 0 | 0 | 0 | 0 | 1 | 1 | 1 | 1 | 1 | 1 | 1 | 1 | 1 | 1 | 1 | 1 | 0 | 0 | 0 | 0 | 0
Hospital_Dining_OA_SPEED | OA Air |  | Wkdy ¦ Default | 2014-01-01 | 2014-12-31 | Hourly | 0 | 0 | 0 | 0 | 0 | 0 | 0 | 1 | 1 | 1 | 1 | 1 | 1 | 1 | 1 | 1 | 1 | 1 | 1 | 1 | 1 | 1 | 0 | 0
Hospital_Dining_OA_EXTD_SPEED | OA Air |  | WntrDsn | 2014-01-01 | 2014-12-31 | Constant | bar: Hr 1
Hospital_Dining_OA_EXTD_SPEED | OA Air |  | SmrDsn | 2014-01-01 | 2014-12-31 | Constant | bar: Hr 1
Hospital_Dining_OA_EXTD_SPEED | OA Air |  | Sun | 2014-01-01 | 2014-12-31 | Constant | bar: Hr 1
Hospital_Dining_OA_EXTD_SPEED | OA Air |  | Sat | 2014-01-01 | 2014-12-31 | Constant | bar: Hr 1
Hospital_Dining_OA_EXTD_SPEED | OA Air |  | Wkdy ¦ Default | 2014-01-01 | 2014-12-31 | Constant | bar: Hr 1
Hospital_Kitchen_CLGSETP_SPEED | Thermostat Setpoint | C | WntrDsn | 2014-01-01 | 2014-12-31 | Constant | Hr 1: 23.9
Hospital_Kitchen_CLGSETP_SPEED | Thermostat Setpoint | C | SmrDsn | 2014-01-01 | 2014-12-31 | Constant | Hr 1: 23.9
Hospital_Kitchen_CLGSETP_SPEED | Thermostat Setpoint | C | Sun | 2014-01-01 | 2014-12-31 | Constant | Hr 1: 25.6
Hospital_Kitchen_CLGSETP_SPEED | Thermostat Setpoint | C | Sat | 2014-01-01 | 2014-12-31 | Hourly | 25.6 | 25.6 | 25.6 | 25.6 | 25.6 | 25.6 | 25.6 | 23.9 | 23.9 | 23.9 | 23.9 | 23.9 | 23.9 | 23.9 | 23.9 | 23.9 | 23.9 | 23.9 | 23.9 | 25.6 | 25.6 | 25.6 | 25.6 | 25.6
Hospital_Kitchen_CLGSETP_SPEED | Thermostat Setpoint | C | Wkdy ¦ Default | 2014-01-01 | 2014-12-31 | Hourly | 25.6 | 25.6 | 25.6 | 25.6 | 25.6 | 25.6 | 25.6 | 23.9 | 23.9 | 23.9 | 23.9 | 23.9 | 23.9 | 23.9 | 23.9 | 23.9 | 23.9 | 23.9 | 23.9 | 23.9 | 23.9 | 23.9 | 25.6 | 25.6
Hospital_Kitchen_CLGSETP_EXTD_SPEED | Thermostat Setpoint | C | WntrDsn | 2014-01-01 | 2014-12-31 | Constant | Hr 1: 23.9
Hospital_Kitchen_CLGSETP_EXTD_SPEED | Thermostat Setpoint | C | SmrDsn | 2014-01-01 | 2014-12-31 | Constant | Hr 1: 23.9
Hospital_Kitchen_CLGSETP_EXTD_SPEED | Thermostat Setpoint | C | Sun | 2014-01-01 | 2014-12-31 | Constant | Hr 1: 23.9
Hospital_Kitchen_CLGSETP_EXTD_SPEED | Thermostat Setpoint | C | Sat | 2014-01-01 | 2014-12-31 | Constant | Hr 1: 23.9
Hospital_Kitchen_CLGSETP_EXTD_SPEED | Thermostat Setpoint | C | Wkdy ¦ Default | 2014-01-01 | 2014-12-31 | Constant | Hr 1: 23.9
Hospital_Kitchen_HTGSETP_SPEED | Thermostat Setpoint | C | WntrDsn | 2014-01-01 | 2014-12-31 | Constant | Hr 1: 21.1
Hospital_Kitchen_HTGSETP_SPEED | Thermostat Setpoint | C | SmrDsn | 2014-01-01 | 2014-12-31 | Constant | Hr 1: 21.1
Hospital_Kitchen_HTGSETP_SPEED | Thermostat Setpoint | C | Sun | 2014-01-01 | 2014-12-31 | Constant | Hr 1: 19.4
Hospital_Kitchen_HTGSETP_SPEED | Thermostat Setpoint | C | Sat | 2014-01-01 | 2014-12-31 | Hourly | 19.4 | 19.4 | 19.4 | 19.4 | 19.4 | 19.4 | 19.4 | 21.1 | 21.1 | 21.1 | 21.1 | 21.1 | 21.1 | 21.1 | 21.1 | 21.1 | 21.1 | 21.1 | 21.1 | 19.4 | 19.4 | 19.4 | 19.4 | 19.4
Hospital_Kitchen_HTGSETP_SPEED | Thermostat Setpoint | C | Wkdy ¦ Default | 2014-01-01 | 2014-12-31 | Hourly | 19.4 | 19.4 | 19.4 | 19.4 | 19.4 | 19.4 | 19.4 | 21.1 | 21.1 | 21.1 | 21.1 | 21.1 | 21.1 | 21.1 | 21.1 | 21.1 | 21.1 | 21.1 | 21.1 | 21.1 | 21.1 | 21.1 | 19.4 | 19.4
Hospital_Kitchen_HTGSETP_EXTD_SPEED | Thermostat Setpoint | C | WntrDsn | 2014-01-01 | 2014-12-31 | Constant | Hr 1: 21.1
Hospital_Kitchen_HTGSETP_EXTD_SPEED | Thermostat Setpoint | C | SmrDsn | 2014-01-01 | 2014-12-31 | Constant | Hr 1: 21.1
Hospital_Kitchen_HTGSETP_EXTD_SPEED | Thermostat Setpoint | C | Sun | 2014-01-01 | 2014-12-31 | Constant | Hr 1: 21.1
Hospital_Kitchen_HTGSETP_EXTD_SPEED | Thermostat Setpoint | C | Sat | 2014-01-01 | 2014-12-31 | Constant | Hr 1: 21.1
Hospital_Kitchen_HTGSETP_EXTD_SPEED | Thermostat Setpoint | C | Wkdy ¦ Default | 2014-01-01 | 2014-12-31 | Constant | Hr 1: 21.1
Hospital_Kitchen_OCC_SPEED | Occupancy |  | WntrDsn | 2014-01-01 | 2014-12-31 | Constant | Hr 1: 0
Hospital_Kitchen_OCC_SPEED | Occupancy |  | SmrDsn | 2014-01-01 | 2014-12-31 | Constant | bar: Hr 1
Hospital_Kitchen_OCC_SPEED | Occupancy |  | Sun | 2014-01-01 | 2014-12-31 | Hourly | 0 | 0 | 0 | 0 | 0 | 0 | 0 | 0 | 0.05 | 0.05 | 0.05 | 0.05 | 0.05 | 0.05 | 0.05 | 0.05 | 0 | 0 | 0 | 0 | 0 | 0 | 0 | 0
Hospital_Kitchen_OCC_SPEED | Occupancy |  | Sat | 2014-01-01 | 2014-12-31 | Hourly | 0 | 0 | 0 | 0 | 0 | 0 | 0 | 0.1 | 0.3 | 0.4 | 0.4 | 0.4 | 0.4 | 0.4 | 0.4 | 0.4 | 0.4 | 0.1 | 0.1 | 0 | 0 | 0 | 0 | 0
Hospital_Kitchen_OCC_SPEED | Occupancy |  | Wkdy ¦ Default | 2014-01-01 | 2014-12-31 | Hourly | 0 | 0 | 0 | 0 | 0 | 0 | 0 | 0.1 | 0.5 | 0.8 | 0.8 | 0.8 | 0.8 | 0.8 | 0.8 | 0.8 | 0.8 | 0.5 | 0.3 | 0.3 | 0.2 | 0.2 | 0 | 0
Hospital_Kitchen_OCC_EXTD_SPEED | Occupancy |  | WntrDsn | 2014-01-01 | 2014-12-31 | Constant | Hr 1: 0
Hospital_Kitchen_OCC_EXTD_SPEED | Occupancy |  | SmrDsn | 2014-01-01 | 2014-12-31 | Constant | bar: Hr 1
Hospital_Kitchen_OCC_EXTD_SPEED | Occupancy |  | Sun | 2014-01-01 | 2014-12-31 | Hourly | 0.4 | 0.4 | 0.4 | 0.4 | 0.4 | 0.4 | 0.4 | 0.4 | 0.6 | 0.6 | 0.6 | 0.6 | 0.6 | 0.6 | 0.6 | 0.6 | 0.4 | 0.4 | 0.4 | 0.4 | 0.4 | 0.4 | 0.4 | 0.4
Hospital_Kitchen_OCC_EXTD_SPEED | Occupancy |  | Sat | 2014-01-01 | 2014-12-31 | Hourly | 0.4 | 0.4 | 0.4 | 0.4 | 0.4 | 0.4 | 0.4 | 0.5 | 0.6 | 0.6 | 0.6 | 0.6 | 0.6 | 0.6 | 0.6 | 0.6 | 0.6 | 0.5 | 0.5 | 0.4 | 0.4 | 0.4 | 0.4 | 0.4
Hospital_Kitchen_OCC_EXTD_SPEED | Occupancy |  | Wkdy ¦ Default | 2014-01-01 | 2014-12-31 | Hourly | 0.4 | 0.4 | 0.4 | 0.4 | 0.4 | 0.4 | 0.4 | 0.5 | 0.6 | 0.8 | 0.8 | 0.8 | 0.8 | 0.8 | 0.8 | 0.8 | 0.8 | 0.6 | 0.5 | 0.5 | 0.4 | 0.4 | 0.4 | 0.4
Hospital_Kitchen_LIGHT_2007_SPEED | Lighting |  | WntrDsn | 2014-01-01 | 2014-12-31 | Constant | Hr 1: 0
Hospital_Kitchen_LIGHT_2007_SPEED | Lighting |  | SmrDsn | 2014-01-01 | 2014-12-31 | Constant | bar: Hr 1
Hospital_Kitchen_LIGHT_2007_SPEED | Lighting |  | Sun | 2014-01-01 | 2014-12-31 | Hourly | 0.05 | 0.05 | 0.05 | 0.05 | 0.05 | 0.05 | 0.05 | 0.05 | 0.1 | 0.1 | 0.1 | 0.1 | 0.1 | 0.1 | 0.1 | 0.1 | 0.05 | 0.05 | 0.05 | 0.05 | 0.05 | 0.05 | 0.05 | 0.05
Hospital_Kitchen_LIGHT_2007_SPEED | Lighting |  | Sat | 2014-01-01 | 2014-12-31 | Hourly | 0.1 | 0.1 | 0.1 | 0.1 | 0.1 | 0.1 | 0.1 | 0.2 | 0.4 | 0.4 | 0.4 | 0.4 | 0.4 | 0.4 | 0.4 | 0.4 | 0.4 | 0.4 | 0.1 | 0.1 | 0.1 | 0.1 | 0.1 | 0.1
Hospital_Kitchen_LIGHT_2007_SPEED | Lighting |  | Wkdy ¦ Default | 2014-01-01 | 2014-12-31 | Hourly | 0.1 | 0.1 | 0.1 | 0.1 | 0.1 | 0.1 | 0.1 | 0.5 | 0.9 | 0.9 | 0.9 | 0.9 | 0.9 | 0.9 | 0.9 | 0.9 | 0.3 | 0.3 | 0.3 | 0.3 | 0.3 | 0.3 | 0.3 | 0.1
Hospital_Kitchen_EQUIP_2007_SPEED | Equipment |  | WntrDsn | 2014-01-01 | 2014-12-31 | Constant | Hr 1: 0
Hospital_Kitchen_EQUIP_2007_SPEED | Equipment |  | SmrDsn | 2014-01-01 | 2014-12-31 | Constant | bar: Hr 1
Hospital_Kitchen_EQUIP_2007_SPEED | Equipment |  | Sun | 2014-01-01 | 2014-12-31 | Hourly | 0.4 | 0.4 | 0.4 | 0.4 | 0.4 | 0.4 | 0.4 | 0.4 | 0.6 | 0.6 | 0.6 | 0.6 | 0.6 | 0.6 | 0.6 | 0.6 | 0.4 | 0.4 | 0.4 | 0.4 | 0.4 | 0.4 | 0.4 | 0.4
Hospital_Kitchen_EQUIP_2007_SPEED | Equipment |  | Sat | 2014-01-01 | 2014-12-31 | Hourly | 0.4 | 0.4 | 0.4 | 0.4 | 0.4 | 0.4 | 0.4 | 0.5 | 0.65 | 0.65 | 0.65 | 0.65 | 0.65 | 0.65 | 0.65 | 0.65 | 0.65 | 0.65 | 0.4 | 0.4 | 0.4 | 0.4 | 0.4 | 0.4
Hospital_Kitchen_EQUIP_2007_SPEED | Equipment |  | Wkdy ¦ Default | 2014-01-01 | 2014-12-31 | Hourly | 0.4 | 0.4 | 0.4 | 0.4 | 0.4 | 0.4 | 0.4 | 0.7 | 0.9 | 0.9 | 0.9 | 0.9 | 0.9 | 0.9 | 0.9 | 0.9 | 0.6 | 0.6 | 0.6 | 0.6 | 0.6 | 0.6 | 0.6 | 0.4
Hospital_Kitchen_LIGHT_2010_SPEED | Lighting |  | WntrDsn | 2014-01-01 | 2014-12-31 | Constant | Hr 1: 0
Hospital_Kitchen_LIGHT_2010_SPEED | Lighting |  | SmrDsn | 2014-01-01 | 2014-12-31 | Constant | bar: Hr 1
Hospital_Kitchen_LIGHT_2010_SPEED | Lighting |  | Sun | 2014-01-01 | 2014-12-31 | Hourly | 0.05 | 0.05 | 0.05 | 0.05 | 0.05 | 0.05 | 0.05 | 0.05 | 0.1 | 0.1 | 0.1 | 0.1 | 0.1 | 0.1 | 0.1 | 0.1 | 0.05 | 0.05 | 0.05 | 0.05 | 0.05 | 0.05 | 0.05 | 0.05
Hospital_Kitchen_LIGHT_2010_SPEED | Lighting |  | Sat | 2014-01-01 | 2014-12-31 | Hourly | 0.1 | 0.1 | 0.1 | 0.1 | 0.1 | 0.1 | 0.1 | 0.2 | 0.4 | 0.4 | 0.4 | 0.4 | 0.4 | 0.4 | 0.4 | 0.4 | 0.4 | 0.4 | 0.1 | 0.1 | 0.1 | 0.1 | 0.1 | 0.1
Hospital_Kitchen_LIGHT_2010_SPEED | Lighting |  | Wkdy ¦ Default | 2014-01-01 | 2014-12-31 | Hourly | 0.1 | 0.1 | 0.1 | 0.1 | 0.1 | 0.1 | 0.1 | 0.5 | 0.9 | 0.9 | 0.9 | 0.9 | 0.9 | 0.9 | 0.9 | 0.9 | 0.3 | 0.3 | 0.3 | 0.3 | 0.3 | 0.3 | 0.3 | 0.1
Hospital_Kitchen_EQUIP_2010_SPEED | Equipment |  | WntrDsn | 2014-01-01 | 2014-12-31 | Constant | Hr 1: 0
Hospital_Kitchen_EQUIP_2010_SPEED | Equipment |  | SmrDsn | 2014-01-01 | 2014-12-31 | Constant | bar: Hr 1
Hospital_Kitchen_EQUIP_2010_SPEED | Equipment |  | Sun | 2014-01-01 | 2014-12-31 | Hourly | 0.4 | 0.4 | 0.4 | 0.4 | 0.4 | 0.4 | 0.4 | 0.4 | 0.6 | 0.6 | 0.6 | 0.6 | 0.6 | 0.6 | 0.6 | 0.6 | 0.4 | 0.4 | 0.4 | 0.4 | 0.4 | 0.4 | 0.4 | 0.4
Hospital_Kitchen_EQUIP_2010_SPEED | Equipment |  | Sat | 2014-01-01 | 2014-12-31 | Hourly | 0.4 | 0.4 | 0.4 | 0.4 | 0.4 | 0.4 | 0.4 | 0.5 | 0.65 | 0.65 | 0.65 | 0.65 | 0.65 | 0.65 | 0.65 | 0.65 | 0.65 | 0.65 | 0.4 | 0.4 | 0.4 | 0.4 | 0.4 | 0.4
Hospital_Kitchen_EQUIP_2010_SPEED | Equipment |  | Wkdy ¦ Default | 2014-01-01 | 2014-12-31 | Hourly | 0.4 | 0.4 | 0.4 | 0.4 | 0.4 | 0.4 | 0.4 | 0.7 | 0.9 | 0.9 | 0.9 | 0.9 | 0.9 | 0.9 | 0.9 | 0.9 | 0.6 | 0.6 | 0.6 | 0.6 | 0.6 | 0.6 | 0.6 | 0.4
Hospital_Kitchen_LIGHT_2013_SPEED | Lighting |  | WntrDsn | 2014-01-01 | 2014-12-31 | Constant | Hr 1: 0
Hospital_Kitchen_LIGHT_2013_SPEED | Lighting |  | SmrDsn | 2014-01-01 | 2014-12-31 | Constant | bar: Hr 1
Hospital_Kitchen_LIGHT_2013_SPEED | Lighting |  | Sun | 2014-01-01 | 2014-12-31 | Hourly | 0.05 | 0.05 | 0.05 | 0.05 | 0.05 | 0.05 | 0.05 | 0.05 | 0.1 | 0.1 | 0.1 | 0.1 | 0.1 | 0.1 | 0.1 | 0.1 | 0.05 | 0.05 | 0.05 | 0.05 | 0.05 | 0.05 | 0.05 | 0.05
Hospital_Kitchen_LIGHT_2013_SPEED | Lighting |  | Sat | 2014-01-01 | 2014-12-31 | Hourly | 0.1 | 0.1 | 0.1 | 0.1 | 0.1 | 0.1 | 0.1 | 0.2 | 0.4 | 0.4 | 0.4 | 0.4 | 0.4 | 0.4 | 0.4 | 0.4 | 0.4 | 0.4 | 0.1 | 0.1 | 0.1 | 0.1 | 0.1 | 0.1
Hospital_Kitchen_LIGHT_2013_SPEED | Lighting |  | Wkdy ¦ Default | 2014-01-01 | 2014-12-31 | Hourly | 0.1 | 0.1 | 0.1 | 0.1 | 0.1 | 0.1 | 0.1 | 0.5 | 0.9 | 0.9 | 0.9 | 0.9 | 0.9 | 0.9 | 0.9 | 0.9 | 0.3 | 0.3 | 0.3 | 0.3 | 0.3 | 0.3 | 0.3 | 0.1
Hospital_Kitchen_EQUIP_2013_SPEED | Equipment |  | WntrDsn | 2014-01-01 | 2014-12-31 | Constant | Hr 1: 0
Hospital_Kitchen_EQUIP_2013_SPEED | Equipment |  | SmrDsn | 2014-01-01 | 2014-12-31 | Constant | bar: Hr 1
Hospital_Kitchen_EQUIP_2013_SPEED | Equipment |  | Sun | 2014-01-01 | 2014-12-31 | Hourly | 0.4 | 0.4 | 0.4 | 0.4 | 0.4 | 0.4 | 0.4 | 0.4 | 0.6 | 0.6 | 0.6 | 0.6 | 0.6 | 0.6 | 0.6 | 0.6 | 0.4 | 0.4 | 0.4 | 0.4 | 0.4 | 0.4 | 0.4 | 0.4
Hospital_Kitchen_EQUIP_2013_SPEED | Equipment |  | Sat | 2014-01-01 | 2014-12-31 | Hourly | 0.4 | 0.4 | 0.4 | 0.4 | 0.4 | 0.4 | 0.4 | 0.5 | 0.65 | 0.65 | 0.65 | 0.65 | 0.65 | 0.65 | 0.65 | 0.65 | 0.65 | 0.65 | 0.4 | 0.4 | 0.4 | 0.4 | 0.4 | 0.4
Hospital_Kitchen_EQUIP_2013_SPEED | Equipment |  | Wkdy ¦ Default | 2014-01-01 | 2014-12-31 | Hourly | 0.4 | 0.4 | 0.4 | 0.4 | 0.4 | 0.4 | 0.4 | 0.7 | 0.9 | 0.9 | 0.9 | 0.9 | 0.9 | 0.9 | 0.9 | 0.9 | 0.6 | 0.6 | 0.6 | 0.6 | 0.6 | 0.6 | 0.6 | 0.4
Hospital_Kitchen_INFIL_SPEED | Infiltration |  | WntrDsn | 2014-01-01 | 2014-12-31 | Constant | bar: Hr 1
Hospital_Kitchen_INFIL_SPEED | Infiltration |  | SmrDsn | 2014-01-01 | 2014-12-31 | Constant | bar: Hr 1
Hospital_Kitchen_INFIL_SPEED | Infiltration |  | Sun | 2014-01-01 | 2014-12-31 | Constant | bar: Hr 1
Hospital_Kitchen_INFIL_SPEED | Infiltration |  | Sat | 2014-01-01 | 2014-12-31 | Hourly | 1 | 1 | 1 | 1 | 1 | 1 | 1 | 0.5 | 0.5 | 0.5 | 0.5 | 0.5 | 0.5 | 0.5 | 0.5 | 0.5 | 0.5 | 0.5 | 0.5 | 1 | 1 | 1 | 1 | 1
Hospital_Kitchen_INFIL_SPEED | Infiltration |  | Wkdy ¦ Default | 2014-01-01 | 2014-12-31 | Hourly | 1 | 1 | 1 | 1 | 1 | 1 | 1 | 0.5 | 0.5 | 0.5 | 0.5 | 0.5 | 0.5 | 0.5 | 0.5 | 0.5 | 0.5 | 0.5 | 0.5 | 0.5 | 0.5 | 0.5 | 1 | 1
Hospital_Kitchen_INFIL_EXTD_SPEED | Infiltration |  | WntrDsn | 2014-01-01 | 2014-12-31 | Constant | bar: Hr 1
Hospital_Kitchen_INFIL_EXTD_SPEED | Infiltration |  | SmrDsn | 2014-01-01 | 2014-12-31 | Constant | bar: Hr 1
Hospital_Kitchen_INFIL_EXTD_SPEED | Infiltration |  | Sun | 2014-01-01 | 2014-12-31 | Constant | Hr 1: 0.5
Hospital_Kitchen_INFIL_EXTD_SPEED | Infiltration |  | Sat | 2014-01-01 | 2014-12-31 | Constant | Hr 1: 0.5
Hospital_Kitchen_INFIL_EXTD_SPEED | Infiltration |  | Wkdy ¦ Default | 2014-01-01 | 2014-12-31 | Constant | Hr 1: 0.5
Hospital_Kitchen_ACTIVITY_SPEED | Activity | W | WntrDsn | 2014-01-01 | 2014-12-31 | Constant | Hr 1: 120
Hospital_Kitchen_ACTIVITY_SPEED | Activity | W | SmrDsn | 2014-01-01 | 2014-12-31 | Constant | Hr 1: 120
Hospital_Kitchen_ACTIVITY_SPEED | Activity | W | Sun | 2014-01-01 | 2014-12-31 | Constant | Hr 1: 120
Hospital_Kitchen_ACTIVITY_SPEED | Activity | W | Sat | 2014-01-01 | 2014-12-31 | Constant | Hr 1: 120
Hospital_Kitchen_ACTIVITY_SPEED | Activity | W | Wkdy ¦ Default | 2014-01-01 | 2014-12-31 | Constant | Hr 1: 120
Hospital_Kitchen_OA_SPEED | OA Air |  | WntrDsn | 2014-01-01 | 2014-12-31 | Constant | bar: Hr 1
Hospital_Kitchen_OA_SPEED | OA Air |  | SmrDsn | 2014-01-01 | 2014-12-31 | Constant | bar: Hr 1
Hospital_Kitchen_OA_SPEED | OA Air |  | Sun | 2014-01-01 | 2014-12-31 | Constant | Hr 1: 0
Hospital_Kitchen_OA_SPEED | OA Air |  | Sat | 2014-01-01 | 2014-12-31 | Hourly | 0 | 0 | 0 | 0 | 0 | 0 | 0 | 1 | 1 | 1 | 1 | 1 | 1 | 1 | 1 | 1 | 1 | 1 | 1 | 0 | 0 | 0 | 0 | 0
Hospital_Kitchen_OA_SPEED | OA Air |  | Wkdy ¦ Default | 2014-01-01 | 2014-12-31 | Hourly | 0 | 0 | 0 | 0 | 0 | 0 | 0 | 1 | 1 | 1 | 1 | 1 | 1 | 1 | 1 | 1 | 1 | 1 | 1 | 1 | 1 | 1 | 0 | 0
Hospital_Kitchen_OA_EXTD_SPEED | OA Air |  | WntrDsn | 2014-01-01 | 2014-12-31 | Constant | bar: Hr 1
Hospital_Kitchen_OA_EXTD_SPEED | OA Air |  | SmrDsn | 2014-01-01 | 2014-12-31 | Constant | bar: Hr 1
Hospital_Kitchen_OA_EXTD_SPEED | OA Air |  | Sun | 2014-01-01 | 2014-12-31 | Constant | bar: Hr 1
Hospital_Kitchen_OA_EXTD_SPEED | OA Air |  | Sat | 2014-01-01 | 2014-12-31 | Constant | bar: Hr 1
Hospital_Kitchen_OA_EXTD_SPEED | OA Air |  | Wkdy ¦ Default | 2014-01-01 | 2014-12-31 | Constant | bar: Hr 1
Hospital_OR_CLGSETP_SPEED | Thermostat Setpoint | C | WntrDsn | 2014-01-01 | 2014-12-31 | Constant | Hr 1: 23.9
Hospital_OR_CLGSETP_SPEED | Thermostat Setpoint | C | SmrDsn | 2014-01-01 | 2014-12-31 | Constant | Hr 1: 23.9
Hospital_OR_CLGSETP_SPEED | Thermostat Setpoint | C | Sun | 2014-01-01 | 2014-12-31 | Constant | Hr 1: 25.6
Hospital_OR_CLGSETP_SPEED | Thermostat Setpoint | C | Sat | 2014-01-01 | 2014-12-31 | Hourly | 25.6 | 25.6 | 25.6 | 25.6 | 25.6 | 25.6 | 25.6 | 23.9 | 23.9 | 23.9 | 23.9 | 23.9 | 23.9 | 23.9 | 23.9 | 23.9 | 23.9 | 23.9 | 23.9 | 25.6 | 25.6 | 25.6 | 25.6 | 25.6
Hospital_OR_CLGSETP_SPEED | Thermostat Setpoint | C | Wkdy ¦ Default | 2014-01-01 | 2014-12-31 | Hourly | 25.6 | 25.6 | 25.6 | 25.6 | 25.6 | 25.6 | 25.6 | 23.9 | 23.9 | 23.9 | 23.9 | 23.9 | 23.9 | 23.9 | 23.9 | 23.9 | 23.9 | 23.9 | 23.9 | 23.9 | 23.9 | 23.9 | 25.6 | 25.6
Hospital_OR_CLGSETP_EXTD_SPEED | Thermostat Setpoint | C | WntrDsn | 2014-01-01 | 2014-12-31 | Constant | Hr 1: 23.9
Hospital_OR_CLGSETP_EXTD_SPEED | Thermostat Setpoint | C | SmrDsn | 2014-01-01 | 2014-12-31 | Constant | Hr 1: 23.9
Hospital_OR_CLGSETP_EXTD_SPEED | Thermostat Setpoint | C | Sun | 2014-01-01 | 2014-12-31 | Constant | Hr 1: 23.9
Hospital_OR_CLGSETP_EXTD_SPEED | Thermostat Setpoint | C | Sat | 2014-01-01 | 2014-12-31 | Constant | Hr 1: 23.9
Hospital_OR_CLGSETP_EXTD_SPEED | Thermostat Setpoint | C | Wkdy ¦ Default | 2014-01-01 | 2014-12-31 | Constant | Hr 1: 23.9
Hospital_OR_HTGSETP_SPEED | Thermostat Setpoint | C | WntrDsn | 2014-01-01 | 2014-12-31 | Constant | Hr 1: 21.1
Hospital_OR_HTGSETP_SPEED | Thermostat Setpoint | C | SmrDsn | 2014-01-01 | 2014-12-31 | Constant | Hr 1: 21.1
Hospital_OR_HTGSETP_SPEED | Thermostat Setpoint | C | Sun | 2014-01-01 | 2014-12-31 | Constant | Hr 1: 19.4
Hospital_OR_HTGSETP_SPEED | Thermostat Setpoint | C | Sat | 2014-01-01 | 2014-12-31 | Hourly | 19.4 | 19.4 | 19.4 | 19.4 | 19.4 | 19.4 | 19.4 | 21.1 | 21.1 | 21.1 | 21.1 | 21.1 | 21.1 | 21.1 | 21.1 | 21.1 | 21.1 | 21.1 | 21.1 | 19.4 | 19.4 | 19.4 | 19.4 | 19.4
Hospital_OR_HTGSETP_SPEED | Thermostat Setpoint | C | Wkdy ¦ Default | 2014-01-01 | 2014-12-31 | Hourly | 19.4 | 19.4 | 19.4 | 19.4 | 19.4 | 19.4 | 19.4 | 21.1 | 21.1 | 21.1 | 21.1 | 21.1 | 21.1 | 21.1 | 21.1 | 21.1 | 21.1 | 21.1 | 21.1 | 21.1 | 21.1 | 21.1 | 19.4 | 19.4
Hospital_OR_HTGSETP_EXTD_SPEED | Thermostat Setpoint | C | WntrDsn | 2014-01-01 | 2014-12-31 | Constant | Hr 1: 21.1
Hospital_OR_HTGSETP_EXTD_SPEED | Thermostat Setpoint | C | SmrDsn | 2014-01-01 | 2014-12-31 | Constant | Hr 1: 21.1
Hospital_OR_HTGSETP_EXTD_SPEED | Thermostat Setpoint | C | Sun | 2014-01-01 | 2014-12-31 | Constant | Hr 1: 21.1
Hospital_OR_HTGSETP_EXTD_SPEED | Thermostat Setpoint | C | Sat | 2014-01-01 | 2014-12-31 | Constant | Hr 1: 21.1
Hospital_OR_HTGSETP_EXTD_SPEED | Thermostat Setpoint | C | Wkdy ¦ Default | 2014-01-01 | 2014-12-31 | Constant | Hr 1: 21.1
Hospital_OR_OCC_SPEED | Occupancy |  | WntrDsn | 2014-01-01 | 2014-12-31 | Constant | Hr 1: 0
Hospital_OR_OCC_SPEED | Occupancy |  | SmrDsn | 2014-01-01 | 2014-12-31 | Constant | bar: Hr 1
Hospital_OR_OCC_SPEED | Occupancy |  | Sun | 2014-01-01 | 2014-12-31 | Hourly | 0 | 0 | 0 | 0 | 0 | 0 | 0 | 0 | 0.05 | 0.05 | 0.05 | 0.05 | 0.05 | 0.05 | 0.05 | 0.05 | 0 | 0 | 0 | 0 | 0 | 0 | 0 | 0
Hospital_OR_OCC_SPEED | Occupancy |  | Sat | 2014-01-01 | 2014-12-31 | Hourly | 0 | 0 | 0 | 0 | 0 | 0 | 0 | 0.1 | 0.3 | 0.4 | 0.4 | 0.4 | 0.4 | 0.4 | 0.4 | 0.4 | 0.4 | 0.1 | 0.1 | 0 | 0 | 0 | 0 | 0
Hospital_OR_OCC_SPEED | Occupancy |  | Wkdy ¦ Default | 2014-01-01 | 2014-12-31 | Hourly | 0 | 0 | 0 | 0 | 0 | 0 | 0 | 0.1 | 0.5 | 0.8 | 0.8 | 0.8 | 0.8 | 0.8 | 0.8 | 0.8 | 0.8 | 0.5 | 0.3 | 0.3 | 0.2 | 0.2 | 0 | 0
Hospital_OR_OCC_EXTD_SPEED | Occupancy |  | WntrDsn | 2014-01-01 | 2014-12-31 | Constant | Hr 1: 0
Hospital_OR_OCC_EXTD_SPEED | Occupancy |  | SmrDsn | 2014-01-01 | 2014-12-31 | Constant | bar: Hr 1
Hospital_OR_OCC_EXTD_SPEED | Occupancy |  | Sun | 2014-01-01 | 2014-12-31 | Hourly | 0.4 | 0.4 | 0.4 | 0.4 | 0.4 | 0.4 | 0.4 | 0.4 | 0.6 | 0.6 | 0.6 | 0.6 | 0.6 | 0.6 | 0.6 | 0.6 | 0.4 | 0.4 | 0.4 | 0.4 | 0.4 | 0.4 | 0.4 | 0.4
Hospital_OR_OCC_EXTD_SPEED | Occupancy |  | Sat | 2014-01-01 | 2014-12-31 | Hourly | 0.4 | 0.4 | 0.4 | 0.4 | 0.4 | 0.4 | 0.4 | 0.5 | 0.6 | 0.6 | 0.6 | 0.6 | 0.6 | 0.6 | 0.6 | 0.6 | 0.6 | 0.5 | 0.5 | 0.4 | 0.4 | 0.4 | 0.4 | 0.4
Hospital_OR_OCC_EXTD_SPEED | Occupancy |  | Wkdy ¦ Default | 2014-01-01 | 2014-12-31 | Hourly | 0.4 | 0.4 | 0.4 | 0.4 | 0.4 | 0.4 | 0.4 | 0.5 | 0.6 | 0.8 | 0.8 | 0.8 | 0.8 | 0.8 | 0.8 | 0.8 | 0.8 | 0.6 | 0.5 | 0.5 | 0.4 | 0.4 | 0.4 | 0.4
Hospital_OR_LIGHT_2007_SPEED | Lighting |  | WntrDsn | 2014-01-01 | 2014-12-31 | Constant | Hr 1: 0
Hospital_OR_LIGHT_2007_SPEED | Lighting |  | SmrDsn | 2014-01-01 | 2014-12-31 | Constant | bar: Hr 1
Hospital_OR_LIGHT_2007_SPEED | Lighting |  | Sun | 2014-01-01 | 2014-12-31 | Hourly | 0.5 | 0.5 | 0.5 | 0.5 | 0.5 | 0.5 | 0.5 | 0.5 | 0.7 | 0.7 | 0.7 | 0.7 | 0.7 | 0.7 | 0.7 | 0.7 | 0.5 | 0.5 | 0.5 | 0.5 | 0.5 | 0.5 | 0.5 | 0.5
Hospital_OR_LIGHT_2007_SPEED | Lighting |  | Sat | 2014-01-01 | 2014-12-31 | Hourly | 0.5 | 0.5 | 0.5 | 0.5 | 0.5 | 0.5 | 0.5 | 0.5 | 0.8 | 0.8 | 0.8 | 0.8 | 0.8 | 0.8 | 0.8 | 0.8 | 0.8 | 0.8 | 0.5 | 0.5 | 0.5 | 0.5 | 0.5 | 0.5
Hospital_OR_LIGHT_2007_SPEED | Lighting |  | Wkdy ¦ Default | 2014-01-01 | 2014-12-31 | Hourly | 0.5 | 0.5 | 0.5 | 0.5 | 0.5 | 0.5 | 0.5 | 0.5 | 0.9 | 0.9 | 0.9 | 0.9 | 0.9 | 0.9 | 0.9 | 0.9 | 0.5 | 0.5 | 0.5 | 0.5 | 0.5 | 0.5 | 0.5 | 0.5
Hospital_OR_EQUIP_2007_SPEED | Equipment |  | WntrDsn | 2014-01-01 | 2014-12-31 | Constant | Hr 1: 0
Hospital_OR_EQUIP_2007_SPEED | Equipment |  | SmrDsn | 2014-01-01 | 2014-12-31 | Constant | bar: Hr 1
Hospital_OR_EQUIP_2007_SPEED | Equipment |  | Sun | 2014-01-01 | 2014-12-31 | Hourly | 0.4 | 0.4 | 0.4 | 0.4 | 0.4 | 0.4 | 0.4 | 0.4 | 0.6 | 0.6 | 0.6 | 0.6 | 0.6 | 0.6 | 0.6 | 0.6 | 0.4 | 0.4 | 0.4 | 0.4 | 0.4 | 0.4 | 0.4 | 0.4
Hospital_OR_EQUIP_2007_SPEED | Equipment |  | Sat | 2014-01-01 | 2014-12-31 | Hourly | 0.4 | 0.4 | 0.4 | 0.4 | 0.4 | 0.4 | 0.4 | 0.5 | 0.65 | 0.65 | 0.65 | 0.65 | 0.65 | 0.65 | 0.65 | 0.65 | 0.65 | 0.65 | 0.4 | 0.4 | 0.4 | 0.4 | 0.4 | 0.4
Hospital_OR_EQUIP_2007_SPEED | Equipment |  | Wkdy ¦ Default | 2014-01-01 | 2014-12-31 | Hourly | 0.4 | 0.4 | 0.4 | 0.4 | 0.4 | 0.4 | 0.4 | 0.7 | 0.9 | 0.9 | 0.9 | 0.9 | 0.9 | 0.9 | 0.9 | 0.9 | 0.6 | 0.6 | 0.6 | 0.6 | 0.6 | 0.6 | 0.6 | 0.4
Hospital_OR_LIGHT_2010_SPEED | Lighting |  | WntrDsn | 2014-01-01 | 2014-12-31 | Constant | Hr 1: 0
Hospital_OR_LIGHT_2010_SPEED | Lighting |  | SmrDsn | 2014-01-01 | 2014-12-31 | Constant | bar: Hr 1
Hospital_OR_LIGHT_2010_SPEED | Lighting |  | Sun | 2014-01-01 | 2014-12-31 | Hourly | 0.5 | 0.5 | 0.5 | 0.5 | 0.5 | 0.5 | 0.5 | 0.5 | 0.7 | 0.7 | 0.7 | 0.7 | 0.7 | 0.7 | 0.7 | 0.7 | 0.5 | 0.5 | 0.5 | 0.5 | 0.5 | 0.5 | 0.5 | 0.5
Hospital_OR_LIGHT_2010_SPEED | Lighting |  | Sat | 2014-01-01 | 2014-12-31 | Hourly | 0.5 | 0.5 | 0.5 | 0.5 | 0.5 | 0.5 | 0.5 | 0.5 | 0.8 | 0.8 | 0.8 | 0.8 | 0.8 | 0.8 | 0.8 | 0.8 | 0.8 | 0.8 | 0.5 | 0.5 | 0.5 | 0.5 | 0.5 | 0.5
Hospital_OR_LIGHT_2010_SPEED | Lighting |  | Wkdy ¦ Default | 2014-01-01 | 2014-12-31 | Hourly | 0.5 | 0.5 | 0.5 | 0.5 | 0.5 | 0.5 | 0.5 | 0.5 | 0.9 | 0.9 | 0.9 | 0.9 | 0.9 | 0.9 | 0.9 | 0.9 | 0.5 | 0.5 | 0.5 | 0.5 | 0.5 | 0.5 | 0.5 | 0.5
Hospital_OR_EQUIP_2010_SPEED | Equipment |  | WntrDsn | 2014-01-01 | 2014-12-31 | Constant | Hr 1: 0
Hospital_OR_EQUIP_2010_SPEED | Equipment |  | SmrDsn | 2014-01-01 | 2014-12-31 | Constant | bar: Hr 1
Hospital_OR_EQUIP_2010_SPEED | Equipment |  | Sun | 2014-01-01 | 2014-12-31 | Hourly | 0.4 | 0.4 | 0.4 | 0.4 | 0.4 | 0.4 | 0.4 | 0.4 | 0.6 | 0.6 | 0.6 | 0.6 | 0.6 | 0.6 | 0.6 | 0.6 | 0.4 | 0.4 | 0.4 | 0.4 | 0.4 | 0.4 | 0.4 | 0.4
Hospital_OR_EQUIP_2010_SPEED | Equipment |  | Sat | 2014-01-01 | 2014-12-31 | Hourly | 0.4 | 0.4 | 0.4 | 0.4 | 0.4 | 0.4 | 0.4 | 0.5 | 0.65 | 0.65 | 0.65 | 0.65 | 0.65 | 0.65 | 0.65 | 0.65 | 0.65 | 0.65 | 0.4 | 0.4 | 0.4 | 0.4 | 0.4 | 0.4
Hospital_OR_EQUIP_2010_SPEED | Equipment |  | Wkdy ¦ Default | 2014-01-01 | 2014-12-31 | Hourly | 0.4 | 0.4 | 0.4 | 0.4 | 0.4 | 0.4 | 0.4 | 0.7 | 0.9 | 0.9 | 0.9 | 0.9 | 0.9 | 0.9 | 0.9 | 0.9 | 0.6 | 0.6 | 0.6 | 0.6 | 0.6 | 0.6 | 0.6 | 0.4
Hospital_OR_LIGHT_2013_SPEED | Lighting |  | WntrDsn | 2014-01-01 | 2014-12-31 | Constant | Hr 1: 0
Hospital_OR_LIGHT_2013_SPEED | Lighting |  | SmrDsn | 2014-01-01 | 2014-12-31 | Constant | bar: Hr 1
Hospital_OR_LIGHT_2013_SPEED | Lighting |  | Sun | 2014-01-01 | 2014-12-31 | Hourly | 0.5 | 0.5 | 0.5 | 0.5 | 0.5 | 0.5 | 0.5 | 0.5 | 0.7 | 0.7 | 0.7 | 0.7 | 0.7 | 0.7 | 0.7 | 0.7 | 0.5 | 0.5 | 0.5 | 0.5 | 0.5 | 0.5 | 0.5 | 0.5
Hospital_OR_LIGHT_2013_SPEED | Lighting |  | Sat | 2014-01-01 | 2014-12-31 | Hourly | 0.5 | 0.5 | 0.5 | 0.5 | 0.5 | 0.5 | 0.5 | 0.5 | 0.8 | 0.8 | 0.8 | 0.8 | 0.8 | 0.8 | 0.8 | 0.8 | 0.8 | 0.8 | 0.5 | 0.5 | 0.5 | 0.5 | 0.5 | 0.5
Hospital_OR_LIGHT_2013_SPEED | Lighting |  | Wkdy ¦ Default | 2014-01-01 | 2014-12-31 | Hourly | 0.5 | 0.5 | 0.5 | 0.5 | 0.5 | 0.5 | 0.5 | 0.5 | 0.9 | 0.9 | 0.9 | 0.9 | 0.9 | 0.9 | 0.9 | 0.9 | 0.5 | 0.5 | 0.5 | 0.5 | 0.5 | 0.5 | 0.5 | 0.5
Hospital_OR_EQUIP_2013_SPEED | Equipment |  | WntrDsn | 2014-01-01 | 2014-12-31 | Constant | Hr 1: 0
Hospital_OR_EQUIP_2013_SPEED | Equipment |  | SmrDsn | 2014-01-01 | 2014-12-31 | Constant | bar: Hr 1
Hospital_OR_EQUIP_2013_SPEED | Equipment |  | Sun | 2014-01-01 | 2014-12-31 | Hourly | 0.26195 | 0.26195 | 0.26195 | 0.26195 | 0.26195 | 0.26195 | 0.26195 | 0.26195 | 0.34927 | 0.34927 | 0.34927 | 0.34927 | 0.34927 | 0.34927 | 0.34927 | 0.34927 | 0.26195 | 0.26195 | 0.26195 | 0.26195 | 0.26195 | 0.26195 | 0.26195 | 0.26195
Hospital_OR_EQUIP_2013_SPEED | Equipment |  | Sat | 2014-01-01 | 2014-12-31 | Hourly | 0.34927 | 0.34927 | 0.34927 | 0.34927 | 0.34927 | 0.34927 | 0.34927 | 0.487 | 0.6331 | 0.6331 | 0.6331 | 0.6331 | 0.6331 | 0.6331 | 0.6331 | 0.6331 | 0.6331 | 0.6331 | 0.34927 | 0.34927 | 0.34927 | 0.34927 | 0.34927 | 0.34927
Hospital_OR_EQUIP_2013_SPEED | Equipment |  | Wkdy ¦ Default | 2014-01-01 | 2014-12-31 | Hourly | 0.34927 | 0.34927 | 0.34927 | 0.34927 | 0.34927 | 0.34927 | 0.34927 | 0.6818 | 0.8766 | 0.8766 | 0.8766 | 0.8766 | 0.8766 | 0.8766 | 0.8766 | 0.8766 | 0.5844 | 0.5844 | 0.5844 | 0.5844 | 0.5844 | 0.5844 | 0.5239 | 0.34927
Hospital_OR_INFIL_SPEED | Infiltration |  | WntrDsn | 2014-01-01 | 2014-12-31 | Constant | bar: Hr 1
Hospital_OR_INFIL_SPEED | Infiltration |  | SmrDsn | 2014-01-01 | 2014-12-31 | Constant | bar: Hr 1
Hospital_OR_INFIL_SPEED | Infiltration |  | Sun | 2014-01-01 | 2014-12-31 | Constant | bar: Hr 1
Hospital_OR_INFIL_SPEED | Infiltration |  | Sat | 2014-01-01 | 2014-12-31 | Hourly | 1 | 1 | 1 | 1 | 1 | 1 | 1 | 0.5 | 0.5 | 0.5 | 0.5 | 0.5 | 0.5 | 0.5 | 0.5 | 0.5 | 0.5 | 0.5 | 0.5 | 1 | 1 | 1 | 1 | 1
Hospital_OR_INFIL_SPEED | Infiltration |  | Wkdy ¦ Default | 2014-01-01 | 2014-12-31 | Hourly | 1 | 1 | 1 | 1 | 1 | 1 | 1 | 0.5 | 0.5 | 0.5 | 0.5 | 0.5 | 0.5 | 0.5 | 0.5 | 0.5 | 0.5 | 0.5 | 0.5 | 0.5 | 0.5 | 0.5 | 1 | 1
Hospital_OR_INFIL_EXTD_SPEED | Infiltration |  | WntrDsn | 2014-01-01 | 2014-12-31 | Constant | bar: Hr 1
Hospital_OR_INFIL_EXTD_SPEED | Infiltration |  | SmrDsn | 2014-01-01 | 2014-12-31 | Constant | bar: Hr 1
Hospital_OR_INFIL_EXTD_SPEED | Infiltration |  | Sun | 2014-01-01 | 2014-12-31 | Constant | Hr 1: 0.5
Hospital_OR_INFIL_EXTD_SPEED | Infiltration |  | Sat | 2014-01-01 | 2014-12-31 | Constant | Hr 1: 0.5
Hospital_OR_INFIL_EXTD_SPEED | Infiltration |  | Wkdy ¦ Default | 2014-01-01 | 2014-12-31 | Constant | Hr 1: 0.5
Hospital_OR_ACTIVITY_SPEED | Activity | W | WntrDsn | 2014-01-01 | 2014-12-31 | Constant | Hr 1: 120
Hospital_OR_ACTIVITY_SPEED | Activity | W | SmrDsn | 2014-01-01 | 2014-12-31 | Constant | Hr 1: 120
Hospital_OR_ACTIVITY_SPEED | Activity | W | Sun | 2014-01-01 | 2014-12-31 | Constant | Hr 1: 120
Hospital_OR_ACTIVITY_SPEED | Activity | W | Sat | 2014-01-01 | 2014-12-31 | Constant | Hr 1: 120
Hospital_OR_ACTIVITY_SPEED | Activity | W | Wkdy ¦ Default | 2014-01-01 | 2014-12-31 | Constant | Hr 1: 120
Hospital_OR_OA_SPEED | OA Air |  | WntrDsn | 2014-01-01 | 2014-12-31 | Constant | bar: Hr 1
Hospital_OR_OA_SPEED | OA Air |  | SmrDsn | 2014-01-01 | 2014-12-31 | Constant | bar: Hr 1
Hospital_OR_OA_SPEED | OA Air |  | Sun | 2014-01-01 | 2014-12-31 | Constant | Hr 1: 0
Hospital_OR_OA_SPEED | OA Air |  | Sat | 2014-01-01 | 2014-12-31 | Hourly | 0 | 0 | 0 | 0 | 0 | 0 | 0 | 1 | 1 | 1 | 1 | 1 | 1 | 1 | 1 | 1 | 1 | 1 | 1 | 0 | 0 | 0 | 0 | 0
Hospital_OR_OA_SPEED | OA Air |  | Wkdy ¦ Default | 2014-01-01 | 2014-12-31 | Hourly | 0 | 0 | 0 | 0 | 0 | 0 | 0 | 1 | 1 | 1 | 1 | 1 | 1 | 1 | 1 | 1 | 1 | 1 | 1 | 1 | 1 | 1 | 0 | 0
Hospital_OR_OA_EXTD_SPEED | OA Air |  | WntrDsn | 2014-01-01 | 2014-12-31 | Constant | bar: Hr 1
Hospital_OR_OA_EXTD_SPEED | OA Air |  | SmrDsn | 2014-01-01 | 2014-12-31 | Constant | bar: Hr 1
Hospital_OR_OA_EXTD_SPEED | OA Air |  | Sun | 2014-01-01 | 2014-12-31 | Constant | bar: Hr 1
Hospital_OR_OA_EXTD_SPEED | OA Air |  | Sat | 2014-01-01 | 2014-12-31 | Constant | bar: Hr 1
Hospital_OR_OA_EXTD_SPEED | OA Air |  | Wkdy ¦ Default | 2014-01-01 | 2014-12-31 | Constant | bar: Hr 1
Hospital_ER_Exam_CLGSETP_SPEED | Thermostat Setpoint | C | WntrDsn | 2014-01-01 | 2014-12-31 | Constant | Hr 1: 23.9
Hospital_ER_Exam_CLGSETP_SPEED | Thermostat Setpoint | C | SmrDsn | 2014-01-01 | 2014-12-31 | Constant | Hr 1: 23.9
Hospital_ER_Exam_CLGSETP_SPEED | Thermostat Setpoint | C | Sun | 2014-01-01 | 2014-12-31 | Constant | Hr 1: 23.9
Hospital_ER_Exam_CLGSETP_SPEED | Thermostat Setpoint | C | Sat | 2014-01-01 | 2014-12-31 | Constant | Hr 1: 23.9
Hospital_ER_Exam_CLGSETP_SPEED | Thermostat Setpoint | C | Wkdy ¦ Default | 2014-01-01 | 2014-12-31 | Constant | Hr 1: 23.9
Hospital_ER_Exam_HTGSETP_SPEED | Thermostat Setpoint | C | WntrDsn | 2014-01-01 | 2014-12-31 | Constant | Hr 1: 21.1
Hospital_ER_Exam_HTGSETP_SPEED | Thermostat Setpoint | C | SmrDsn | 2014-01-01 | 2014-12-31 | Constant | Hr 1: 21.1
Hospital_ER_Exam_HTGSETP_SPEED | Thermostat Setpoint | C | Sun | 2014-01-01 | 2014-12-31 | Constant | Hr 1: 21.1
Hospital_ER_Exam_HTGSETP_SPEED | Thermostat Setpoint | C | Sat | 2014-01-01 | 2014-12-31 | Constant | Hr 1: 21.1
Hospital_ER_Exam_HTGSETP_SPEED | Thermostat Setpoint | C | Wkdy ¦ Default | 2014-01-01 | 2014-12-31 | Constant | Hr 1: 21.1
Hospital_ER_Exam_OCC_SPEED | Occupancy |  | WntrDsn | 2014-01-01 | 2014-12-31 | Constant | Hr 1: 0
Hospital_ER_Exam_OCC_SPEED | Occupancy |  | SmrDsn | 2014-01-01 | 2014-12-31 | Constant | bar: Hr 1
Hospital_ER_Exam_OCC_SPEED | Occupancy |  | Sun | 2014-01-01 | 2014-12-31 | Hourly | 0.4 | 0.4 | 0.4 | 0.4 | 0.4 | 0.4 | 0.4 | 0.4 | 0.6 | 0.6 | 0.6 | 0.6 | 0.6 | 0.6 | 0.6 | 0.6 | 0.4 | 0.4 | 0.4 | 0.4 | 0.4 | 0.4 | 0.4 | 0.4
Hospital_ER_Exam_OCC_SPEED | Occupancy |  | Sat | 2014-01-01 | 2014-12-31 | Hourly | 0.4 | 0.4 | 0.4 | 0.4 | 0.4 | 0.4 | 0.4 | 0.5 | 0.6 | 0.6 | 0.6 | 0.6 | 0.6 | 0.6 | 0.6 | 0.6 | 0.6 | 0.5 | 0.5 | 0.4 | 0.4 | 0.4 | 0.4 | 0.4
Hospital_ER_Exam_OCC_SPEED | Occupancy |  | Wkdy ¦ Default | 2014-01-01 | 2014-12-31 | Hourly | 0.4 | 0.4 | 0.4 | 0.4 | 0.4 | 0.4 | 0.4 | 0.5 | 0.6 | 0.8 | 0.8 | 0.8 | 0.8 | 0.8 | 0.8 | 0.8 | 0.8 | 0.6 | 0.5 | 0.5 | 0.4 | 0.4 | 0.4 | 0.4
Hospital_ER_Exam_LIGHT_2007_SPEED | Lighting |  | WntrDsn | 2014-01-01 | 2014-12-31 | Constant | Hr 1: 0
Hospital_ER_Exam_LIGHT_2007_SPEED | Lighting |  | SmrDsn | 2014-01-01 | 2014-12-31 | Constant | bar: Hr 1
Hospital_ER_Exam_LIGHT_2007_SPEED | Lighting |  | Sun | 2014-01-01 | 2014-12-31 | Hourly | 0.5 | 0.5 | 0.5 | 0.5 | 0.5 | 0.5 | 0.5 | 0.5 | 0.7 | 0.7 | 0.7 | 0.7 | 0.7 | 0.7 | 0.7 | 0.7 | 0.5 | 0.5 | 0.5 | 0.5 | 0.5 | 0.5 | 0.5 | 0.5
Hospital_ER_Exam_LIGHT_2007_SPEED | Lighting |  | Sat | 2014-01-01 | 2014-12-31 | Hourly | 0.5 | 0.5 | 0.5 | 0.5 | 0.5 | 0.5 | 0.5 | 0.5 | 0.8 | 0.8 | 0.8 | 0.8 | 0.8 | 0.8 | 0.8 | 0.8 | 0.8 | 0.8 | 0.5 | 0.5 | 0.5 | 0.5 | 0.5 | 0.5
Hospital_ER_Exam_LIGHT_2007_SPEED | Lighting |  | Wkdy ¦ Default | 2014-01-01 | 2014-12-31 | Hourly | 0.5 | 0.5 | 0.5 | 0.5 | 0.5 | 0.5 | 0.5 | 0.5 | 0.9 | 0.9 | 0.9 | 0.9 | 0.9 | 0.9 | 0.9 | 0.9 | 0.5 | 0.5 | 0.5 | 0.5 | 0.5 | 0.5 | 0.5 | 0.5
Hospital_ER_Exam_EQUIP_2007_SPEED | Equipment |  | WntrDsn | 2014-01-01 | 2014-12-31 | Constant | Hr 1: 0
Hospital_ER_Exam_EQUIP_2007_SPEED | Equipment |  | SmrDsn | 2014-01-01 | 2014-12-31 | Constant | bar: Hr 1
Hospital_ER_Exam_EQUIP_2007_SPEED | Equipment |  | Sun | 2014-01-01 | 2014-12-31 | Hourly | 0.4 | 0.4 | 0.4 | 0.4 | 0.4 | 0.4 | 0.4 | 0.4 | 0.6 | 0.6 | 0.6 | 0.6 | 0.6 | 0.6 | 0.6 | 0.6 | 0.4 | 0.4 | 0.4 | 0.4 | 0.4 | 0.4 | 0.4 | 0.4
Hospital_ER_Exam_EQUIP_2007_SPEED | Equipment |  | Sat | 2014-01-01 | 2014-12-31 | Hourly | 0.4 | 0.4 | 0.4 | 0.4 | 0.4 | 0.4 | 0.4 | 0.5 | 0.65 | 0.65 | 0.65 | 0.65 | 0.65 | 0.65 | 0.65 | 0.65 | 0.65 | 0.65 | 0.4 | 0.4 | 0.4 | 0.4 | 0.4 | 0.4
Hospital_ER_Exam_EQUIP_2007_SPEED | Equipment |  | Wkdy ¦ Default | 2014-01-01 | 2014-12-31 | Hourly | 0.4 | 0.4 | 0.4 | 0.4 | 0.4 | 0.4 | 0.4 | 0.7 | 0.9 | 0.9 | 0.9 | 0.9 | 0.9 | 0.9 | 0.9 | 0.9 | 0.6 | 0.6 | 0.6 | 0.6 | 0.6 | 0.6 | 0.6 | 0.4
Hospital_ER_Exam_LIGHT_2010_SPEED | Lighting |  | WntrDsn | 2014-01-01 | 2014-12-31 | Constant | Hr 1: 0
Hospital_ER_Exam_LIGHT_2010_SPEED | Lighting |  | SmrDsn | 2014-01-01 | 2014-12-31 | Constant | bar: Hr 1
Hospital_ER_Exam_LIGHT_2010_SPEED | Lighting |  | Sun | 2014-01-01 | 2014-12-31 | Hourly | 0.5 | 0.5 | 0.5 | 0.5 | 0.5 | 0.5 | 0.5 | 0.5 | 0.7 | 0.7 | 0.7 | 0.7 | 0.7 | 0.7 | 0.7 | 0.7 | 0.5 | 0.5 | 0.5 | 0.5 | 0.5 | 0.5 | 0.5 | 0.5
Hospital_ER_Exam_LIGHT_2010_SPEED | Lighting |  | Sat | 2014-01-01 | 2014-12-31 | Hourly | 0.5 | 0.5 | 0.5 | 0.5 | 0.5 | 0.5 | 0.5 | 0.5 | 0.8 | 0.8 | 0.8 | 0.8 | 0.8 | 0.8 | 0.8 | 0.8 | 0.8 | 0.8 | 0.5 | 0.5 | 0.5 | 0.5 | 0.5 | 0.5
Hospital_ER_Exam_LIGHT_2010_SPEED | Lighting |  | Wkdy ¦ Default | 2014-01-01 | 2014-12-31 | Hourly | 0.5 | 0.5 | 0.5 | 0.5 | 0.5 | 0.5 | 0.5 | 0.5 | 0.9 | 0.9 | 0.9 | 0.9 | 0.9 | 0.9 | 0.9 | 0.9 | 0.5 | 0.5 | 0.5 | 0.5 | 0.5 | 0.5 | 0.5 | 0.5
Hospital_ER_Exam_EQUIP_2010_SPEED | Equipment |  | WntrDsn | 2014-01-01 | 2014-12-31 | Constant | Hr 1: 0
Hospital_ER_Exam_EQUIP_2010_SPEED | Equipment |  | SmrDsn | 2014-01-01 | 2014-12-31 | Constant | bar: Hr 1
Hospital_ER_Exam_EQUIP_2010_SPEED | Equipment |  | Sun | 2014-01-01 | 2014-12-31 | Hourly | 0.4 | 0.4 | 0.4 | 0.4 | 0.4 | 0.4 | 0.4 | 0.4 | 0.6 | 0.6 | 0.6 | 0.6 | 0.6 | 0.6 | 0.6 | 0.6 | 0.4 | 0.4 | 0.4 | 0.4 | 0.4 | 0.4 | 0.4 | 0.4
Hospital_ER_Exam_EQUIP_2010_SPEED | Equipment |  | Sat | 2014-01-01 | 2014-12-31 | Hourly | 0.4 | 0.4 | 0.4 | 0.4 | 0.4 | 0.4 | 0.4 | 0.5 | 0.65 | 0.65 | 0.65 | 0.65 | 0.65 | 0.65 | 0.65 | 0.65 | 0.65 | 0.65 | 0.4 | 0.4 | 0.4 | 0.4 | 0.4 | 0.4
Hospital_ER_Exam_EQUIP_2010_SPEED | Equipment |  | Wkdy ¦ Default | 2014-01-01 | 2014-12-31 | Hourly | 0.4 | 0.4 | 0.4 | 0.4 | 0.4 | 0.4 | 0.4 | 0.7 | 0.9 | 0.9 | 0.9 | 0.9 | 0.9 | 0.9 | 0.9 | 0.9 | 0.6 | 0.6 | 0.6 | 0.6 | 0.6 | 0.6 | 0.6 | 0.4
Hospital_ER_Exam_LIGHT_2013_SPEED | Lighting |  | WntrDsn | 2014-01-01 | 2014-12-31 | Constant | Hr 1: 0
Hospital_ER_Exam_LIGHT_2013_SPEED | Lighting |  | SmrDsn | 2014-01-01 | 2014-12-31 | Constant | bar: Hr 1
Hospital_ER_Exam_LIGHT_2013_SPEED | Lighting |  | Sun | 2014-01-01 | 2014-12-31 | Hourly | 0.5 | 0.5 | 0.5 | 0.5 | 0.5 | 0.5 | 0.5 | 0.5 | 0.7 | 0.7 | 0.7 | 0.7 | 0.7 | 0.7 | 0.7 | 0.7 | 0.5 | 0.5 | 0.5 | 0.5 | 0.5 | 0.5 | 0.5 | 0.5
Hospital_ER_Exam_LIGHT_2013_SPEED | Lighting |  | Sat | 2014-01-01 | 2014-12-31 | Hourly | 0.5 | 0.5 | 0.5 | 0.5 | 0.5 | 0.5 | 0.5 | 0.5 | 0.8 | 0.8 | 0.8 | 0.8 | 0.8 | 0.8 | 0.8 | 0.8 | 0.8 | 0.8 | 0.5 | 0.5 | 0.5 | 0.5 | 0.5 | 0.5
Hospital_ER_Exam_LIGHT_2013_SPEED | Lighting |  | Wkdy ¦ Default | 2014-01-01 | 2014-12-31 | Hourly | 0.5 | 0.5 | 0.5 | 0.5 | 0.5 | 0.5 | 0.5 | 0.5 | 0.9 | 0.9 | 0.9 | 0.9 | 0.9 | 0.9 | 0.9 | 0.9 | 0.5 | 0.5 | 0.5 | 0.5 | 0.5 | 0.5 | 0.5 | 0.5
Hospital_ER_Exam_EQUIP_2013_SPEED | Equipment |  | WntrDsn | 2014-01-01 | 2014-12-31 | Constant | Hr 1: 0
Hospital_ER_Exam_EQUIP_2013_SPEED | Equipment |  | SmrDsn | 2014-01-01 | 2014-12-31 | Constant | bar: Hr 1
Hospital_ER_Exam_EQUIP_2013_SPEED | Equipment |  | Sun | 2014-01-01 | 2014-12-31 | Hourly | 0.4 | 0.4 | 0.4 | 0.4 | 0.4 | 0.4 | 0.4 | 0.4 | 0.6 | 0.6 | 0.6 | 0.6 | 0.6 | 0.6 | 0.6 | 0.6 | 0.4 | 0.4 | 0.4 | 0.4 | 0.4 | 0.4 | 0.4 | 0.4
Hospital_ER_Exam_EQUIP_2013_SPEED | Equipment |  | Sat | 2014-01-01 | 2014-12-31 | Hourly | 0.4 | 0.4 | 0.4 | 0.4 | 0.4 | 0.4 | 0.4 | 0.5 | 0.65 | 0.65 | 0.65 | 0.65 | 0.65 | 0.65 | 0.65 | 0.65 | 0.65 | 0.65 | 0.4 | 0.4 | 0.4 | 0.4 | 0.4 | 0.4
Hospital_ER_Exam_EQUIP_2013_SPEED | Equipment |  | Wkdy ¦ Default | 2014-01-01 | 2014-12-31 | Hourly | 0.4 | 0.4 | 0.4 | 0.4 | 0.4 | 0.4 | 0.4 | 0.7 | 0.9 | 0.9 | 0.9 | 0.9 | 0.9 | 0.9 | 0.9 | 0.9 | 0.6 | 0.6 | 0.6 | 0.6 | 0.6 | 0.6 | 0.6 | 0.4
Hospital_ER_Exam_INFIL_SPEED | Infiltration |  | WntrDsn | 2014-01-01 | 2014-12-31 | Constant | bar: Hr 1
Hospital_ER_Exam_INFIL_SPEED | Infiltration |  | SmrDsn | 2014-01-01 | 2014-12-31 | Constant | bar: Hr 1
Hospital_ER_Exam_INFIL_SPEED | Infiltration |  | Sun | 2014-01-01 | 2014-12-31 | Constant | Hr 1: 0.5
Hospital_ER_Exam_INFIL_SPEED | Infiltration |  | Sat | 2014-01-01 | 2014-12-31 | Constant | Hr 1: 0.5
Hospital_ER_Exam_INFIL_SPEED | Infiltration |  | Wkdy ¦ Default | 2014-01-01 | 2014-12-31 | Constant | Hr 1: 0.5
Hospital_ER_Exam_ACTIVITY_SPEED | Activity | W | WntrDsn | 2014-01-01 | 2014-12-31 | Constant | Hr 1: 120
Hospital_ER_Exam_ACTIVITY_SPEED | Activity | W | SmrDsn | 2014-01-01 | 2014-12-31 | Constant | Hr 1: 120
Hospital_ER_Exam_ACTIVITY_SPEED | Activity | W | Sun | 2014-01-01 | 2014-12-31 | Constant | Hr 1: 120
Hospital_ER_Exam_ACTIVITY_SPEED | Activity | W | Sat | 2014-01-01 | 2014-12-31 | Constant | Hr 1: 120
Hospital_ER_Exam_ACTIVITY_SPEED | Activity | W | Wkdy ¦ Default | 2014-01-01 | 2014-12-31 | Constant | Hr 1: 120
Hospital_ER_Exam_OA_SPEED | OA Air |  | WntrDsn | 2014-01-01 | 2014-12-31 | Constant | bar: Hr 1
Hospital_ER_Exam_OA_SPEED | OA Air |  | SmrDsn | 2014-01-01 | 2014-12-31 | Constant | bar: Hr 1
Hospital_ER_Exam_OA_SPEED | OA Air |  | Sun | 2014-01-01 | 2014-12-31 | Constant | bar: Hr 1
Hospital_ER_Exam_OA_SPEED | OA Air |  | Sat | 2014-01-01 | 2014-12-31 | Constant | bar: Hr 1
Hospital_ER_Exam_OA_SPEED | OA Air |  | Wkdy ¦ Default | 2014-01-01 | 2014-12-31 | Constant | bar: Hr 1
Hospital_ER_Trauma_CLGSETP_SPEED | Thermostat Setpoint | C | WntrDsn | 2014-01-01 | 2014-12-31 | Constant | Hr 1: 23.9
Hospital_ER_Trauma_CLGSETP_SPEED | Thermostat Setpoint | C | SmrDsn | 2014-01-01 | 2014-12-31 | Constant | Hr 1: 23.9
Hospital_ER_Trauma_CLGSETP_SPEED | Thermostat Setpoint | C | Sun | 2014-01-01 | 2014-12-31 | Constant | Hr 1: 23.9
Hospital_ER_Trauma_CLGSETP_SPEED | Thermostat Setpoint | C | Sat | 2014-01-01 | 2014-12-31 | Constant | Hr 1: 23.9
Hospital_ER_Trauma_CLGSETP_SPEED | Thermostat Setpoint | C | Wkdy ¦ Default | 2014-01-01 | 2014-12-31 | Constant | Hr 1: 23.9
Hospital_ER_Trauma_HTGSETP_SPEED | Thermostat Setpoint | C | WntrDsn | 2014-01-01 | 2014-12-31 | Constant | Hr 1: 21.1
Hospital_ER_Trauma_HTGSETP_SPEED | Thermostat Setpoint | C | SmrDsn | 2014-01-01 | 2014-12-31 | Constant | Hr 1: 21.1
Hospital_ER_Trauma_HTGSETP_SPEED | Thermostat Setpoint | C | Sun | 2014-01-01 | 2014-12-31 | Constant | Hr 1: 21.1
Hospital_ER_Trauma_HTGSETP_SPEED | Thermostat Setpoint | C | Sat | 2014-01-01 | 2014-12-31 | Constant | Hr 1: 21.1
Hospital_ER_Trauma_HTGSETP_SPEED | Thermostat Setpoint | C | Wkdy ¦ Default | 2014-01-01 | 2014-12-31 | Constant | Hr 1: 21.1
Hospital_ER_Trauma_OCC_SPEED | Occupancy |  | WntrDsn | 2014-01-01 | 2014-12-31 | Constant | Hr 1: 0
Hospital_ER_Trauma_OCC_SPEED | Occupancy |  | SmrDsn | 2014-01-01 | 2014-12-31 | Constant | bar: Hr 1
Hospital_ER_Trauma_OCC_SPEED | Occupancy |  | Sun | 2014-01-01 | 2014-12-31 | Hourly | 0.4 | 0.4 | 0.4 | 0.4 | 0.4 | 0.4 | 0.4 | 0.4 | 0.6 | 0.6 | 0.6 | 0.6 | 0.6 | 0.6 | 0.6 | 0.6 | 0.4 | 0.4 | 0.4 | 0.4 | 0.4 | 0.4 | 0.4 | 0.4
Hospital_ER_Trauma_OCC_SPEED | Occupancy |  | Sat | 2014-01-01 | 2014-12-31 | Hourly | 0.4 | 0.4 | 0.4 | 0.4 | 0.4 | 0.4 | 0.4 | 0.5 | 0.6 | 0.6 | 0.6 | 0.6 | 0.6 | 0.6 | 0.6 | 0.6 | 0.6 | 0.5 | 0.5 | 0.4 | 0.4 | 0.4 | 0.4 | 0.4
Hospital_ER_Trauma_OCC_SPEED | Occupancy |  | Wkdy ¦ Default | 2014-01-01 | 2014-12-31 | Hourly | 0.4 | 0.4 | 0.4 | 0.4 | 0.4 | 0.4 | 0.4 | 0.5 | 0.6 | 0.8 | 0.8 | 0.8 | 0.8 | 0.8 | 0.8 | 0.8 | 0.8 | 0.6 | 0.5 | 0.5 | 0.4 | 0.4 | 0.4 | 0.4
Hospital_ER_Trauma_LIGHT_2007_SPEED | Lighting |  | WntrDsn | 2014-01-01 | 2014-12-31 | Constant | Hr 1: 0
Hospital_ER_Trauma_LIGHT_2007_SPEED | Lighting |  | SmrDsn | 2014-01-01 | 2014-12-31 | Constant | bar: Hr 1
Hospital_ER_Trauma_LIGHT_2007_SPEED | Lighting |  | Sun | 2014-01-01 | 2014-12-31 | Hourly | 0.5 | 0.5 | 0.5 | 0.5 | 0.5 | 0.5 | 0.5 | 0.5 | 0.7 | 0.7 | 0.7 | 0.7 | 0.7 | 0.7 | 0.7 | 0.7 | 0.5 | 0.5 | 0.5 | 0.5 | 0.5 | 0.5 | 0.5 | 0.5
Hospital_ER_Trauma_LIGHT_2007_SPEED | Lighting |  | Sat | 2014-01-01 | 2014-12-31 | Hourly | 0.5 | 0.5 | 0.5 | 0.5 | 0.5 | 0.5 | 0.5 | 0.5 | 0.8 | 0.8 | 0.8 | 0.8 | 0.8 | 0.8 | 0.8 | 0.8 | 0.8 | 0.8 | 0.5 | 0.5 | 0.5 | 0.5 | 0.5 | 0.5
Hospital_ER_Trauma_LIGHT_2007_SPEED | Lighting |  | Wkdy ¦ Default | 2014-01-01 | 2014-12-31 | Hourly | 0.5 | 0.5 | 0.5 | 0.5 | 0.5 | 0.5 | 0.5 | 0.5 | 0.9 | 0.9 | 0.9 | 0.9 | 0.9 | 0.9 | 0.9 | 0.9 | 0.5 | 0.5 | 0.5 | 0.5 | 0.5 | 0.5 | 0.5 | 0.5
Hospital_ER_Trauma_EQUIP_2007_SPEED | Equipment |  | WntrDsn | 2014-01-01 | 2014-12-31 | Constant | Hr 1: 0
Hospital_ER_Trauma_EQUIP_2007_SPEED | Equipment |  | SmrDsn | 2014-01-01 | 2014-12-31 | Constant | bar: Hr 1
Hospital_ER_Trauma_EQUIP_2007_SPEED | Equipment |  | Sun | 2014-01-01 | 2014-12-31 | Hourly | 0.4 | 0.4 | 0.4 | 0.4 | 0.4 | 0.4 | 0.4 | 0.4 | 0.6 | 0.6 | 0.6 | 0.6 | 0.6 | 0.6 | 0.6 | 0.6 | 0.4 | 0.4 | 0.4 | 0.4 | 0.4 | 0.4 | 0.4 | 0.4
Hospital_ER_Trauma_EQUIP_2007_SPEED | Equipment |  | Sat | 2014-01-01 | 2014-12-31 | Hourly | 0.4 | 0.4 | 0.4 | 0.4 | 0.4 | 0.4 | 0.4 | 0.5 | 0.65 | 0.65 | 0.65 | 0.65 | 0.65 | 0.65 | 0.65 | 0.65 | 0.65 | 0.65 | 0.4 | 0.4 | 0.4 | 0.4 | 0.4 | 0.4
Hospital_ER_Trauma_EQUIP_2007_SPEED | Equipment |  | Wkdy ¦ Default | 2014-01-01 | 2014-12-31 | Hourly | 0.4 | 0.4 | 0.4 | 0.4 | 0.4 | 0.4 | 0.4 | 0.7 | 0.9 | 0.9 | 0.9 | 0.9 | 0.9 | 0.9 | 0.9 | 0.9 | 0.6 | 0.6 | 0.6 | 0.6 | 0.6 | 0.6 | 0.6 | 0.4
Hospital_ER_Trauma_LIGHT_2010_SPEED | Lighting |  | WntrDsn | 2014-01-01 | 2014-12-31 | Constant | Hr 1: 0
Hospital_ER_Trauma_LIGHT_2010_SPEED | Lighting |  | SmrDsn | 2014-01-01 | 2014-12-31 | Constant | bar: Hr 1
Hospital_ER_Trauma_LIGHT_2010_SPEED | Lighting |  | Sun | 2014-01-01 | 2014-12-31 | Hourly | 0.5 | 0.5 | 0.5 | 0.5 | 0.5 | 0.5 | 0.5 | 0.5 | 0.7 | 0.7 | 0.7 | 0.7 | 0.7 | 0.7 | 0.7 | 0.7 | 0.5 | 0.5 | 0.5 | 0.5 | 0.5 | 0.5 | 0.5 | 0.5
Hospital_ER_Trauma_LIGHT_2010_SPEED | Lighting |  | Sat | 2014-01-01 | 2014-12-31 | Hourly | 0.5 | 0.5 | 0.5 | 0.5 | 0.5 | 0.5 | 0.5 | 0.5 | 0.8 | 0.8 | 0.8 | 0.8 | 0.8 | 0.8 | 0.8 | 0.8 | 0.8 | 0.8 | 0.5 | 0.5 | 0.5 | 0.5 | 0.5 | 0.5
Hospital_ER_Trauma_LIGHT_2010_SPEED | Lighting |  | Wkdy ¦ Default | 2014-01-01 | 2014-12-31 | Hourly | 0.5 | 0.5 | 0.5 | 0.5 | 0.5 | 0.5 | 0.5 | 0.5 | 0.9 | 0.9 | 0.9 | 0.9 | 0.9 | 0.9 | 0.9 | 0.9 | 0.5 | 0.5 | 0.5 | 0.5 | 0.5 | 0.5 | 0.5 | 0.5
Hospital_ER_Trauma_EQUIP_2010_SPEED | Equipment |  | WntrDsn | 2014-01-01 | 2014-12-31 | Constant | Hr 1: 0
Hospital_ER_Trauma_EQUIP_2010_SPEED | Equipment |  | SmrDsn | 2014-01-01 | 2014-12-31 | Constant | bar: Hr 1
Hospital_ER_Trauma_EQUIP_2010_SPEED | Equipment |  | Sun | 2014-01-01 | 2014-12-31 | Hourly | 0.4 | 0.4 | 0.4 | 0.4 | 0.4 | 0.4 | 0.4 | 0.4 | 0.6 | 0.6 | 0.6 | 0.6 | 0.6 | 0.6 | 0.6 | 0.6 | 0.4 | 0.4 | 0.4 | 0.4 | 0.4 | 0.4 | 0.4 | 0.4
Hospital_ER_Trauma_EQUIP_2010_SPEED | Equipment |  | Sat | 2014-01-01 | 2014-12-31 | Hourly | 0.4 | 0.4 | 0.4 | 0.4 | 0.4 | 0.4 | 0.4 | 0.5 | 0.65 | 0.65 | 0.65 | 0.65 | 0.65 | 0.65 | 0.65 | 0.65 | 0.65 | 0.65 | 0.4 | 0.4 | 0.4 | 0.4 | 0.4 | 0.4
Hospital_ER_Trauma_EQUIP_2010_SPEED | Equipment |  | Wkdy ¦ Default | 2014-01-01 | 2014-12-31 | Hourly | 0.4 | 0.4 | 0.4 | 0.4 | 0.4 | 0.4 | 0.4 | 0.7 | 0.9 | 0.9 | 0.9 | 0.9 | 0.9 | 0.9 | 0.9 | 0.9 | 0.6 | 0.6 | 0.6 | 0.6 | 0.6 | 0.6 | 0.6 | 0.4
Hospital_ER_Trauma_LIGHT_2013_SPEED | Lighting |  | WntrDsn | 2014-01-01 | 2014-12-31 | Constant | Hr 1: 0
Hospital_ER_Trauma_LIGHT_2013_SPEED | Lighting |  | SmrDsn | 2014-01-01 | 2014-12-31 | Constant | bar: Hr 1
Hospital_ER_Trauma_LIGHT_2013_SPEED | Lighting |  | Sun | 2014-01-01 | 2014-12-31 | Hourly | 0.5 | 0.5 | 0.5 | 0.5 | 0.5 | 0.5 | 0.5 | 0.5 | 0.7 | 0.7 | 0.7 | 0.7 | 0.7 | 0.7 | 0.7 | 0.7 | 0.5 | 0.5 | 0.5 | 0.5 | 0.5 | 0.5 | 0.5 | 0.5
Hospital_ER_Trauma_LIGHT_2013_SPEED | Lighting |  | Sat | 2014-01-01 | 2014-12-31 | Hourly | 0.5 | 0.5 | 0.5 | 0.5 | 0.5 | 0.5 | 0.5 | 0.5 | 0.8 | 0.8 | 0.8 | 0.8 | 0.8 | 0.8 | 0.8 | 0.8 | 0.8 | 0.8 | 0.5 | 0.5 | 0.5 | 0.5 | 0.5 | 0.5
Hospital_ER_Trauma_LIGHT_2013_SPEED | Lighting |  | Wkdy ¦ Default | 2014-01-01 | 2014-12-31 | Hourly | 0.5 | 0.5 | 0.5 | 0.5 | 0.5 | 0.5 | 0.5 | 0.5 | 0.9 | 0.9 | 0.9 | 0.9 | 0.9 | 0.9 | 0.9 | 0.9 | 0.5 | 0.5 | 0.5 | 0.5 | 0.5 | 0.5 | 0.5 | 0.5
Hospital_ER_Trauma_EQUIP_2013_SPEED | Equipment |  | WntrDsn | 2014-01-01 | 2014-12-31 | Constant | Hr 1: 0
Hospital_ER_Trauma_EQUIP_2013_SPEED | Equipment |  | SmrDsn | 2014-01-01 | 2014-12-31 | Constant | bar: Hr 1
Hospital_ER_Trauma_EQUIP_2013_SPEED | Equipment |  | Sun | 2014-01-01 | 2014-12-31 | Hourly | 0.4 | 0.4 | 0.4 | 0.4 | 0.4 | 0.4 | 0.4 | 0.4 | 0.6 | 0.6 | 0.6 | 0.6 | 0.6 | 0.6 | 0.6 | 0.6 | 0.4 | 0.4 | 0.4 | 0.4 | 0.4 | 0.4 | 0.4 | 0.4
Hospital_ER_Trauma_EQUIP_2013_SPEED | Equipment |  | Sat | 2014-01-01 | 2014-12-31 | Hourly | 0.4 | 0.4 | 0.4 | 0.4 | 0.4 | 0.4 | 0.4 | 0.5 | 0.65 | 0.65 | 0.65 | 0.65 | 0.65 | 0.65 | 0.65 | 0.65 | 0.65 | 0.65 | 0.4 | 0.4 | 0.4 | 0.4 | 0.4 | 0.4
Hospital_ER_Trauma_EQUIP_2013_SPEED | Equipment |  | Wkdy ¦ Default | 2014-01-01 | 2014-12-31 | Hourly | 0.4 | 0.4 | 0.4 | 0.4 | 0.4 | 0.4 | 0.4 | 0.7 | 0.9 | 0.9 | 0.9 | 0.9 | 0.9 | 0.9 | 0.9 | 0.9 | 0.6 | 0.6 | 0.6 | 0.6 | 0.6 | 0.6 | 0.6 | 0.4
Hospital_ER_Trauma_INFIL_SPEED | Infiltration |  | WntrDsn | 2014-01-01 | 2014-12-31 | Constant | bar: Hr 1
Hospital_ER_Trauma_INFIL_SPEED | Infiltration |  | SmrDsn | 2014-01-01 | 2014-12-31 | Constant | bar: Hr 1
Hospital_ER_Trauma_INFIL_SPEED | Infiltration |  | Sun | 2014-01-01 | 2014-12-31 | Constant | Hr 1: 0.5
Hospital_ER_Trauma_INFIL_SPEED | Infiltration |  | Sat | 2014-01-01 | 2014-12-31 | Constant | Hr 1: 0.5
Hospital_ER_Trauma_INFIL_SPEED | Infiltration |  | Wkdy ¦ Default | 2014-01-01 | 2014-12-31 | Constant | Hr 1: 0.5
Hospital_ER_Trauma_ACTIVITY_SPEED | Activity | W | WntrDsn | 2014-01-01 | 2014-12-31 | Constant | Hr 1: 120
Hospital_ER_Trauma_ACTIVITY_SPEED | Activity | W | SmrDsn | 2014-01-01 | 2014-12-31 | Constant | Hr 1: 120
Hospital_ER_Trauma_ACTIVITY_SPEED | Activity | W | Sun | 2014-01-01 | 2014-12-31 | Constant | Hr 1: 120
Hospital_ER_Trauma_ACTIVITY_SPEED | Activity | W | Sat | 2014-01-01 | 2014-12-31 | Constant | Hr 1: 120
Hospital_ER_Trauma_ACTIVITY_SPEED | Activity | W | Wkdy ¦ Default | 2014-01-01 | 2014-12-31 | Constant | Hr 1: 120
Hospital_ER_Trauma_OA_SPEED | OA Air |  | WntrDsn | 2014-01-01 | 2014-12-31 | Constant | bar: Hr 1
Hospital_ER_Trauma_OA_SPEED | OA Air |  | SmrDsn | 2014-01-01 | 2014-12-31 | Constant | bar: Hr 1
Hospital_ER_Trauma_OA_SPEED | OA Air |  | Sun | 2014-01-01 | 2014-12-31 | Constant | bar: Hr 1
Hospital_ER_Trauma_OA_SPEED | OA Air |  | Sat | 2014-01-01 | 2014-12-31 | Constant | bar: Hr 1
Hospital_ER_Trauma_OA_SPEED | OA Air |  | Wkdy ¦ Default | 2014-01-01 | 2014-12-31 | Constant | bar: Hr 1
Hospital_ER_Triage_CLGSETP_SPEED | Thermostat Setpoint | C | WntrDsn | 2014-01-01 | 2014-12-31 | Constant | Hr 1: 23.9
Hospital_ER_Triage_CLGSETP_SPEED | Thermostat Setpoint | C | SmrDsn | 2014-01-01 | 2014-12-31 | Constant | Hr 1: 23.9
Hospital_ER_Triage_CLGSETP_SPEED | Thermostat Setpoint | C | Sun | 2014-01-01 | 2014-12-31 | Constant | Hr 1: 23.9
Hospital_ER_Triage_CLGSETP_SPEED | Thermostat Setpoint | C | Sat | 2014-01-01 | 2014-12-31 | Constant | Hr 1: 23.9
Hospital_ER_Triage_CLGSETP_SPEED | Thermostat Setpoint | C | Wkdy ¦ Default | 2014-01-01 | 2014-12-31 | Constant | Hr 1: 23.9
Hospital_ER_Triage_HTGSETP_SPEED | Thermostat Setpoint | C | WntrDsn | 2014-01-01 | 2014-12-31 | Constant | Hr 1: 21.1
Hospital_ER_Triage_HTGSETP_SPEED | Thermostat Setpoint | C | SmrDsn | 2014-01-01 | 2014-12-31 | Constant | Hr 1: 21.1
Hospital_ER_Triage_HTGSETP_SPEED | Thermostat Setpoint | C | Sun | 2014-01-01 | 2014-12-31 | Constant | Hr 1: 21.1
Hospital_ER_Triage_HTGSETP_SPEED | Thermostat Setpoint | C | Sat | 2014-01-01 | 2014-12-31 | Constant | Hr 1: 21.1
Hospital_ER_Triage_HTGSETP_SPEED | Thermostat Setpoint | C | Wkdy ¦ Default | 2014-01-01 | 2014-12-31 | Constant | Hr 1: 21.1
Hospital_ER_Triage_OCC_SPEED | Occupancy |  | WntrDsn | 2014-01-01 | 2014-12-31 | Constant | Hr 1: 0
Hospital_ER_Triage_OCC_SPEED | Occupancy |  | SmrDsn | 2014-01-01 | 2014-12-31 | Constant | bar: Hr 1
Hospital_ER_Triage_OCC_SPEED | Occupancy |  | Sun | 2014-01-01 | 2014-12-31 | Hourly | 0.4 | 0.4 | 0.4 | 0.4 | 0.4 | 0.4 | 0.4 | 0.4 | 0.6 | 0.6 | 0.6 | 0.6 | 0.6 | 0.6 | 0.6 | 0.6 | 0.4 | 0.4 | 0.4 | 0.4 | 0.4 | 0.4 | 0.4 | 0.4
Hospital_ER_Triage_OCC_SPEED | Occupancy |  | Sat | 2014-01-01 | 2014-12-31 | Hourly | 0.4 | 0.4 | 0.4 | 0.4 | 0.4 | 0.4 | 0.4 | 0.5 | 0.6 | 0.6 | 0.6 | 0.6 | 0.6 | 0.6 | 0.6 | 0.6 | 0.6 | 0.5 | 0.5 | 0.4 | 0.4 | 0.4 | 0.4 | 0.4
Hospital_ER_Triage_OCC_SPEED | Occupancy |  | Wkdy ¦ Default | 2014-01-01 | 2014-12-31 | Hourly | 0.4 | 0.4 | 0.4 | 0.4 | 0.4 | 0.4 | 0.4 | 0.5 | 0.6 | 0.8 | 0.8 | 0.8 | 0.8 | 0.8 | 0.8 | 0.8 | 0.8 | 0.6 | 0.5 | 0.5 | 0.4 | 0.4 | 0.4 | 0.4
Hospital_ER_Triage_LIGHT_2007_SPEED | Lighting |  | WntrDsn | 2014-01-01 | 2014-12-31 | Constant | Hr 1: 0
Hospital_ER_Triage_LIGHT_2007_SPEED | Lighting |  | SmrDsn | 2014-01-01 | 2014-12-31 | Constant | bar: Hr 1
Hospital_ER_Triage_LIGHT_2007_SPEED | Lighting |  | Sun | 2014-01-01 | 2014-12-31 | Hourly | 0.5 | 0.5 | 0.5 | 0.5 | 0.5 | 0.5 | 0.5 | 0.5 | 0.7 | 0.7 | 0.7 | 0.7 | 0.7 | 0.7 | 0.7 | 0.7 | 0.5 | 0.5 | 0.5 | 0.5 | 0.5 | 0.5 | 0.5 | 0.5
Hospital_ER_Triage_LIGHT_2007_SPEED | Lighting |  | Sat | 2014-01-01 | 2014-12-31 | Hourly | 0.5 | 0.5 | 0.5 | 0.5 | 0.5 | 0.5 | 0.5 | 0.5 | 0.8 | 0.8 | 0.8 | 0.8 | 0.8 | 0.8 | 0.8 | 0.8 | 0.8 | 0.8 | 0.5 | 0.5 | 0.5 | 0.5 | 0.5 | 0.5
Hospital_ER_Triage_LIGHT_2007_SPEED | Lighting |  | Wkdy ¦ Default | 2014-01-01 | 2014-12-31 | Hourly | 0.5 | 0.5 | 0.5 | 0.5 | 0.5 | 0.5 | 0.5 | 0.5 | 0.9 | 0.9 | 0.9 | 0.9 | 0.9 | 0.9 | 0.9 | 0.9 | 0.5 | 0.5 | 0.5 | 0.5 | 0.5 | 0.5 | 0.5 | 0.5
Hospital_ER_Triage_EQUIP_2007_SPEED | Equipment |  | WntrDsn | 2014-01-01 | 2014-12-31 | Constant | Hr 1: 0
Hospital_ER_Triage_EQUIP_2007_SPEED | Equipment |  | SmrDsn | 2014-01-01 | 2014-12-31 | Constant | bar: Hr 1
Hospital_ER_Triage_EQUIP_2007_SPEED | Equipment |  | Sun | 2014-01-01 | 2014-12-31 | Hourly | 0.4 | 0.4 | 0.4 | 0.4 | 0.4 | 0.4 | 0.4 | 0.4 | 0.6 | 0.6 | 0.6 | 0.6 | 0.6 | 0.6 | 0.6 | 0.6 | 0.4 | 0.4 | 0.4 | 0.4 | 0.4 | 0.4 | 0.4 | 0.4
Hospital_ER_Triage_EQUIP_2007_SPEED | Equipment |  | Sat | 2014-01-01 | 2014-12-31 | Hourly | 0.4 | 0.4 | 0.4 | 0.4 | 0.4 | 0.4 | 0.4 | 0.5 | 0.65 | 0.65 | 0.65 | 0.65 | 0.65 | 0.65 | 0.65 | 0.65 | 0.65 | 0.65 | 0.4 | 0.4 | 0.4 | 0.4 | 0.4 | 0.4
Hospital_ER_Triage_EQUIP_2007_SPEED | Equipment |  | Wkdy ¦ Default | 2014-01-01 | 2014-12-31 | Hourly | 0.4 | 0.4 | 0.4 | 0.4 | 0.4 | 0.4 | 0.4 | 0.7 | 0.9 | 0.9 | 0.9 | 0.9 | 0.9 | 0.9 | 0.9 | 0.9 | 0.6 | 0.6 | 0.6 | 0.6 | 0.6 | 0.6 | 0.6 | 0.4
Hospital_ER_Triage_LIGHT_2010_SPEED | Lighting |  | WntrDsn | 2014-01-01 | 2014-12-31 | Constant | Hr 1: 0
Hospital_ER_Triage_LIGHT_2010_SPEED | Lighting |  | SmrDsn | 2014-01-01 | 2014-12-31 | Constant | bar: Hr 1
Hospital_ER_Triage_LIGHT_2010_SPEED | Lighting |  | Sun | 2014-01-01 | 2014-12-31 | Hourly | 0.5 | 0.5 | 0.5 | 0.5 | 0.5 | 0.5 | 0.5 | 0.5 | 0.7 | 0.7 | 0.7 | 0.7 | 0.7 | 0.7 | 0.7 | 0.7 | 0.5 | 0.5 | 0.5 | 0.5 | 0.5 | 0.5 | 0.5 | 0.5
Hospital_ER_Triage_LIGHT_2010_SPEED | Lighting |  | Sat | 2014-01-01 | 2014-12-31 | Hourly | 0.5 | 0.5 | 0.5 | 0.5 | 0.5 | 0.5 | 0.5 | 0.5 | 0.8 | 0.8 | 0.8 | 0.8 | 0.8 | 0.8 | 0.8 | 0.8 | 0.8 | 0.8 | 0.5 | 0.5 | 0.5 | 0.5 | 0.5 | 0.5
Hospital_ER_Triage_LIGHT_2010_SPEED | Lighting |  | Wkdy ¦ Default | 2014-01-01 | 2014-12-31 | Hourly | 0.5 | 0.5 | 0.5 | 0.5 | 0.5 | 0.5 | 0.5 | 0.5 | 0.9 | 0.9 | 0.9 | 0.9 | 0.9 | 0.9 | 0.9 | 0.9 | 0.5 | 0.5 | 0.5 | 0.5 | 0.5 | 0.5 | 0.5 | 0.5
Hospital_ER_Triage_EQUIP_2010_SPEED | Equipment |  | WntrDsn | 2014-01-01 | 2014-12-31 | Constant | Hr 1: 0
Hospital_ER_Triage_EQUIP_2010_SPEED | Equipment |  | SmrDsn | 2014-01-01 | 2014-12-31 | Constant | bar: Hr 1
Hospital_ER_Triage_EQUIP_2010_SPEED | Equipment |  | Sun | 2014-01-01 | 2014-12-31 | Hourly | 0.4 | 0.4 | 0.4 | 0.4 | 0.4 | 0.4 | 0.4 | 0.4 | 0.6 | 0.6 | 0.6 | 0.6 | 0.6 | 0.6 | 0.6 | 0.6 | 0.4 | 0.4 | 0.4 | 0.4 | 0.4 | 0.4 | 0.4 | 0.4
Hospital_ER_Triage_EQUIP_2010_SPEED | Equipment |  | Sat | 2014-01-01 | 2014-12-31 | Hourly | 0.4 | 0.4 | 0.4 | 0.4 | 0.4 | 0.4 | 0.4 | 0.5 | 0.65 | 0.65 | 0.65 | 0.65 | 0.65 | 0.65 | 0.65 | 0.65 | 0.65 | 0.65 | 0.4 | 0.4 | 0.4 | 0.4 | 0.4 | 0.4
Hospital_ER_Triage_EQUIP_2010_SPEED | Equipment |  | Wkdy ¦ Default | 2014-01-01 | 2014-12-31 | Hourly | 0.4 | 0.4 | 0.4 | 0.4 | 0.4 | 0.4 | 0.4 | 0.7 | 0.9 | 0.9 | 0.9 | 0.9 | 0.9 | 0.9 | 0.9 | 0.9 | 0.6 | 0.6 | 0.6 | 0.6 | 0.6 | 0.6 | 0.6 | 0.4
Hospital_ER_Triage_LIGHT_2013_SPEED | Lighting |  | WntrDsn | 2014-01-01 | 2014-12-31 | Constant | Hr 1: 0
Hospital_ER_Triage_LIGHT_2013_SPEED | Lighting |  | SmrDsn | 2014-01-01 | 2014-12-31 | Constant | bar: Hr 1
Hospital_ER_Triage_LIGHT_2013_SPEED | Lighting |  | Sun | 2014-01-01 | 2014-12-31 | Hourly | 0.5 | 0.5 | 0.5 | 0.5 | 0.5 | 0.5 | 0.5 | 0.5 | 0.7 | 0.7 | 0.7 | 0.7 | 0.7 | 0.7 | 0.7 | 0.7 | 0.5 | 0.5 | 0.5 | 0.5 | 0.5 | 0.5 | 0.5 | 0.5
Hospital_ER_Triage_LIGHT_2013_SPEED | Lighting |  | Sat | 2014-01-01 | 2014-12-31 | Hourly | 0.5 | 0.5 | 0.5 | 0.5 | 0.5 | 0.5 | 0.5 | 0.5 | 0.8 | 0.8 | 0.8 | 0.8 | 0.8 | 0.8 | 0.8 | 0.8 | 0.8 | 0.8 | 0.5 | 0.5 | 0.5 | 0.5 | 0.5 | 0.5
Hospital_ER_Triage_LIGHT_2013_SPEED | Lighting |  | Wkdy ¦ Default | 2014-01-01 | 2014-12-31 | Hourly | 0.5 | 0.5 | 0.5 | 0.5 | 0.5 | 0.5 | 0.5 | 0.5 | 0.9 | 0.9 | 0.9 | 0.9 | 0.9 | 0.9 | 0.9 | 0.9 | 0.5 | 0.5 | 0.5 | 0.5 | 0.5 | 0.5 | 0.5 | 0.5
Hospital_ER_Triage_EQUIP_2013_SPEED | Equipment |  | WntrDsn | 2014-01-01 | 2014-12-31 | Constant | Hr 1: 0
Hospital_ER_Triage_EQUIP_2013_SPEED | Equipment |  | SmrDsn | 2014-01-01 | 2014-12-31 | Constant | bar: Hr 1
Hospital_ER_Triage_EQUIP_2013_SPEED | Equipment |  | Sun | 2014-01-01 | 2014-12-31 | Hourly | 0.4 | 0.4 | 0.4 | 0.4 | 0.4 | 0.4 | 0.4 | 0.4 | 0.6 | 0.6 | 0.6 | 0.6 | 0.6 | 0.6 | 0.6 | 0.6 | 0.4 | 0.4 | 0.4 | 0.4 | 0.4 | 0.4 | 0.4 | 0.4
Hospital_ER_Triage_EQUIP_2013_SPEED | Equipment |  | Sat | 2014-01-01 | 2014-12-31 | Hourly | 0.4 | 0.4 | 0.4 | 0.4 | 0.4 | 0.4 | 0.4 | 0.5 | 0.65 | 0.65 | 0.65 | 0.65 | 0.65 | 0.65 | 0.65 | 0.65 | 0.65 | 0.65 | 0.4 | 0.4 | 0.4 | 0.4 | 0.4 | 0.4
Hospital_ER_Triage_EQUIP_2013_SPEED | Equipment |  | Wkdy ¦ Default | 2014-01-01 | 2014-12-31 | Hourly | 0.4 | 0.4 | 0.4 | 0.4 | 0.4 | 0.4 | 0.4 | 0.7 | 0.9 | 0.9 | 0.9 | 0.9 | 0.9 | 0.9 | 0.9 | 0.9 | 0.6 | 0.6 | 0.6 | 0.6 | 0.6 | 0.6 | 0.6 | 0.4
Hospital_ER_Triage_INFIL_SPEED | Infiltration |  | WntrDsn | 2014-01-01 | 2014-12-31 | Constant | bar: Hr 1
Hospital_ER_Triage_INFIL_SPEED | Infiltration |  | SmrDsn | 2014-01-01 | 2014-12-31 | Constant | bar: Hr 1
Hospital_ER_Triage_INFIL_SPEED | Infiltration |  | Sun | 2014-01-01 | 2014-12-31 | Constant | Hr 1: 0.5
Hospital_ER_Triage_INFIL_SPEED | Infiltration |  | Sat | 2014-01-01 | 2014-12-31 | Constant | Hr 1: 0.5
Hospital_ER_Triage_INFIL_SPEED | Infiltration |  | Wkdy ¦ Default | 2014-01-01 | 2014-12-31 | Constant | Hr 1: 0.5
Hospital_ER_Triage_ACTIVITY_SPEED | Activity | W | WntrDsn | 2014-01-01 | 2014-12-31 | Constant | Hr 1: 120
Hospital_ER_Triage_ACTIVITY_SPEED | Activity | W | SmrDsn | 2014-01-01 | 2014-12-31 | Constant | Hr 1: 120
Hospital_ER_Triage_ACTIVITY_SPEED | Activity | W | Sun | 2014-01-01 | 2014-12-31 | Constant | Hr 1: 120
Hospital_ER_Triage_ACTIVITY_SPEED | Activity | W | Sat | 2014-01-01 | 2014-12-31 | Constant | Hr 1: 120
Hospital_ER_Triage_ACTIVITY_SPEED | Activity | W | Wkdy ¦ Default | 2014-01-01 | 2014-12-31 | Constant | Hr 1: 120
Hospital_ER_Triage_OA_SPEED | OA Air |  | WntrDsn | 2014-01-01 | 2014-12-31 | Constant | bar: Hr 1
Hospital_ER_Triage_OA_SPEED | OA Air |  | SmrDsn | 2014-01-01 | 2014-12-31 | Constant | bar: Hr 1
Hospital_ER_Triage_OA_SPEED | OA Air |  | Sun | 2014-01-01 | 2014-12-31 | Constant | bar: Hr 1
Hospital_ER_Triage_OA_SPEED | OA Air |  | Sat | 2014-01-01 | 2014-12-31 | Constant | bar: Hr 1
Hospital_ER_Triage_OA_SPEED | OA Air |  | Wkdy ¦ Default | 2014-01-01 | 2014-12-31 | Constant | bar: Hr 1
Hospital_ICU_NurseStn_CLGSETP_SPEED | Thermostat Setpoint | C | WntrDsn | 2014-01-01 | 2014-12-31 | Constant | Hr 1: 23.9
Hospital_ICU_NurseStn_CLGSETP_SPEED | Thermostat Setpoint | C | SmrDsn | 2014-01-01 | 2014-12-31 | Constant | Hr 1: 23.9
Hospital_ICU_NurseStn_CLGSETP_SPEED | Thermostat Setpoint | C | Sun | 2014-01-01 | 2014-12-31 | Constant | Hr 1: 23.9
Hospital_ICU_NurseStn_CLGSETP_SPEED | Thermostat Setpoint | C | Sat | 2014-01-01 | 2014-12-31 | Constant | Hr 1: 23.9
Hospital_ICU_NurseStn_CLGSETP_SPEED | Thermostat Setpoint | C | Wkdy ¦ Default | 2014-01-01 | 2014-12-31 | Constant | Hr 1: 23.9
Hospital_ICU_NurseStn_HTGSETP_SPEED | Thermostat Setpoint | C | WntrDsn | 2014-01-01 | 2014-12-31 | Constant | Hr 1: 21.1
Hospital_ICU_NurseStn_HTGSETP_SPEED | Thermostat Setpoint | C | SmrDsn | 2014-01-01 | 2014-12-31 | Constant | Hr 1: 21.1
Hospital_ICU_NurseStn_HTGSETP_SPEED | Thermostat Setpoint | C | Sun | 2014-01-01 | 2014-12-31 | Constant | Hr 1: 21.1
Hospital_ICU_NurseStn_HTGSETP_SPEED | Thermostat Setpoint | C | Sat | 2014-01-01 | 2014-12-31 | Constant | Hr 1: 21.1
Hospital_ICU_NurseStn_HTGSETP_SPEED | Thermostat Setpoint | C | Wkdy ¦ Default | 2014-01-01 | 2014-12-31 | Constant | Hr 1: 21.1
Hospital_ICU_NurseStn_OCC_SPEED | Occupancy |  | WntrDsn | 2014-01-01 | 2014-12-31 | Constant | Hr 1: 0
Hospital_ICU_NurseStn_OCC_SPEED | Occupancy |  | SmrDsn | 2014-01-01 | 2014-12-31 | Constant | bar: Hr 1
Hospital_ICU_NurseStn_OCC_SPEED | Occupancy |  | Sun | 2014-01-01 | 2014-12-31 | Hourly | 0.4 | 0.4 | 0.4 | 0.4 | 0.4 | 0.4 | 0.4 | 0.4 | 0.6 | 0.6 | 0.6 | 0.6 | 0.6 | 0.6 | 0.6 | 0.6 | 0.4 | 0.4 | 0.4 | 0.4 | 0.4 | 0.4 | 0.4 | 0.4
Hospital_ICU_NurseStn_OCC_SPEED | Occupancy |  | Sat | 2014-01-01 | 2014-12-31 | Hourly | 0.4 | 0.4 | 0.4 | 0.4 | 0.4 | 0.4 | 0.4 | 0.5 | 0.6 | 0.6 | 0.6 | 0.6 | 0.6 | 0.6 | 0.6 | 0.6 | 0.6 | 0.5 | 0.5 | 0.4 | 0.4 | 0.4 | 0.4 | 0.4
Hospital_ICU_NurseStn_OCC_SPEED | Occupancy |  | Wkdy ¦ Default | 2014-01-01 | 2014-12-31 | Hourly | 0.4 | 0.4 | 0.4 | 0.4 | 0.4 | 0.4 | 0.4 | 0.5 | 0.6 | 0.8 | 0.8 | 0.8 | 0.8 | 0.8 | 0.8 | 0.8 | 0.8 | 0.6 | 0.5 | 0.5 | 0.4 | 0.4 | 0.4 | 0.4
Hospital_ICU_NurseStn_LIGHT_2007_SPEED | Lighting |  | WntrDsn | 2014-01-01 | 2014-12-31 | Constant | Hr 1: 0
Hospital_ICU_NurseStn_LIGHT_2007_SPEED | Lighting |  | SmrDsn | 2014-01-01 | 2014-12-31 | Constant | bar: Hr 1
Hospital_ICU_NurseStn_LIGHT_2007_SPEED | Lighting |  | Sun | 2014-01-01 | 2014-12-31 | Hourly | 0.5 | 0.5 | 0.5 | 0.5 | 0.5 | 0.5 | 0.5 | 0.5 | 0.7 | 0.7 | 0.7 | 0.7 | 0.7 | 0.7 | 0.7 | 0.7 | 0.5 | 0.5 | 0.5 | 0.5 | 0.5 | 0.5 | 0.5 | 0.5
Hospital_ICU_NurseStn_LIGHT_2007_SPEED | Lighting |  | Sat | 2014-01-01 | 2014-12-31 | Hourly | 0.5 | 0.5 | 0.5 | 0.5 | 0.5 | 0.5 | 0.5 | 0.5 | 0.8 | 0.8 | 0.8 | 0.8 | 0.8 | 0.8 | 0.8 | 0.8 | 0.8 | 0.8 | 0.5 | 0.5 | 0.5 | 0.5 | 0.5 | 0.5
Hospital_ICU_NurseStn_LIGHT_2007_SPEED | Lighting |  | Wkdy ¦ Default | 2014-01-01 | 2014-12-31 | Hourly | 0.5 | 0.5 | 0.5 | 0.5 | 0.5 | 0.5 | 0.5 | 0.5 | 0.9 | 0.9 | 0.9 | 0.9 | 0.9 | 0.9 | 0.9 | 0.9 | 0.5 | 0.5 | 0.5 | 0.5 | 0.5 | 0.5 | 0.5 | 0.5
Hospital_ICU_NurseStn_EQUIP_2007_SPEED | Equipment |  | WntrDsn | 2014-01-01 | 2014-12-31 | Constant | Hr 1: 0
Hospital_ICU_NurseStn_EQUIP_2007_SPEED | Equipment |  | SmrDsn | 2014-01-01 | 2014-12-31 | Constant | bar: Hr 1
Hospital_ICU_NurseStn_EQUIP_2007_SPEED | Equipment |  | Sun | 2014-01-01 | 2014-12-31 | Hourly | 0.4 | 0.4 | 0.4 | 0.4 | 0.4 | 0.4 | 0.4 | 0.4 | 0.6 | 0.6 | 0.6 | 0.6 | 0.6 | 0.6 | 0.6 | 0.6 | 0.4 | 0.4 | 0.4 | 0.4 | 0.4 | 0.4 | 0.4 | 0.4
Hospital_ICU_NurseStn_EQUIP_2007_SPEED | Equipment |  | Sat | 2014-01-01 | 2014-12-31 | Hourly | 0.4 | 0.4 | 0.4 | 0.4 | 0.4 | 0.4 | 0.4 | 0.5 | 0.65 | 0.65 | 0.65 | 0.65 | 0.65 | 0.65 | 0.65 | 0.65 | 0.65 | 0.65 | 0.4 | 0.4 | 0.4 | 0.4 | 0.4 | 0.4
Hospital_ICU_NurseStn_EQUIP_2007_SPEED | Equipment |  | Wkdy ¦ Default | 2014-01-01 | 2014-12-31 | Hourly | 0.4 | 0.4 | 0.4 | 0.4 | 0.4 | 0.4 | 0.4 | 0.7 | 0.9 | 0.9 | 0.9 | 0.9 | 0.9 | 0.9 | 0.9 | 0.9 | 0.6 | 0.6 | 0.6 | 0.6 | 0.6 | 0.6 | 0.6 | 0.4
Hospital_ICU_NurseStn_LIGHT_2010_SPEED | Lighting |  | WntrDsn | 2014-01-01 | 2014-12-31 | Constant | Hr 1: 0
Hospital_ICU_NurseStn_LIGHT_2010_SPEED | Lighting |  | SmrDsn | 2014-01-01 | 2014-12-31 | Constant | bar: Hr 1
Hospital_ICU_NurseStn_LIGHT_2010_SPEED | Lighting |  | Sun | 2014-01-01 | 2014-12-31 | Hourly | 0.5 | 0.5 | 0.5 | 0.5 | 0.5 | 0.5 | 0.5 | 0.5 | 0.7 | 0.7 | 0.7 | 0.7 | 0.7 | 0.7 | 0.7 | 0.7 | 0.5 | 0.5 | 0.5 | 0.5 | 0.5 | 0.5 | 0.5 | 0.5
Hospital_ICU_NurseStn_LIGHT_2010_SPEED | Lighting |  | Sat | 2014-01-01 | 2014-12-31 | Hourly | 0.5 | 0.5 | 0.5 | 0.5 | 0.5 | 0.5 | 0.5 | 0.5 | 0.8 | 0.8 | 0.8 | 0.8 | 0.8 | 0.8 | 0.8 | 0.8 | 0.8 | 0.8 | 0.5 | 0.5 | 0.5 | 0.5 | 0.5 | 0.5
Hospital_ICU_NurseStn_LIGHT_2010_SPEED | Lighting |  | Wkdy ¦ Default | 2014-01-01 | 2014-12-31 | Hourly | 0.5 | 0.5 | 0.5 | 0.5 | 0.5 | 0.5 | 0.5 | 0.5 | 0.9 | 0.9 | 0.9 | 0.9 | 0.9 | 0.9 | 0.9 | 0.9 | 0.5 | 0.5 | 0.5 | 0.5 | 0.5 | 0.5 | 0.5 | 0.5
Hospital_ICU_NurseStn_EQUIP_2010_SPEED | Equipment |  | WntrDsn | 2014-01-01 | 2014-12-31 | Constant | Hr 1: 0
Hospital_ICU_NurseStn_EQUIP_2010_SPEED | Equipment |  | SmrDsn | 2014-01-01 | 2014-12-31 | Constant | bar: Hr 1
Hospital_ICU_NurseStn_EQUIP_2010_SPEED | Equipment |  | Sun | 2014-01-01 | 2014-12-31 | Hourly | 0.4 | 0.4 | 0.4 | 0.4 | 0.4 | 0.4 | 0.4 | 0.4 | 0.6 | 0.6 | 0.6 | 0.6 | 0.6 | 0.6 | 0.6 | 0.6 | 0.4 | 0.4 | 0.4 | 0.4 | 0.4 | 0.4 | 0.4 | 0.4
Hospital_ICU_NurseStn_EQUIP_2010_SPEED | Equipment |  | Sat | 2014-01-01 | 2014-12-31 | Hourly | 0.4 | 0.4 | 0.4 | 0.4 | 0.4 | 0.4 | 0.4 | 0.5 | 0.65 | 0.65 | 0.65 | 0.65 | 0.65 | 0.65 | 0.65 | 0.65 | 0.65 | 0.65 | 0.4 | 0.4 | 0.4 | 0.4 | 0.4 | 0.4
Hospital_ICU_NurseStn_EQUIP_2010_SPEED | Equipment |  | Wkdy ¦ Default | 2014-01-01 | 2014-12-31 | Hourly | 0.4 | 0.4 | 0.4 | 0.4 | 0.4 | 0.4 | 0.4 | 0.7 | 0.9 | 0.9 | 0.9 | 0.9 | 0.9 | 0.9 | 0.9 | 0.9 | 0.6 | 0.6 | 0.6 | 0.6 | 0.6 | 0.6 | 0.6 | 0.4
Hospital_ICU_NurseStn_LIGHT_2013_SPEED | Lighting |  | WntrDsn | 2014-01-01 | 2014-12-31 | Constant | Hr 1: 0
Hospital_ICU_NurseStn_LIGHT_2013_SPEED | Lighting |  | SmrDsn | 2014-01-01 | 2014-12-31 | Constant | bar: Hr 1
Hospital_ICU_NurseStn_LIGHT_2013_SPEED | Lighting |  | Sun | 2014-01-01 | 2014-12-31 | Hourly | 0.5 | 0.5 | 0.5 | 0.5 | 0.5 | 0.5 | 0.5 | 0.5 | 0.7 | 0.7 | 0.7 | 0.7 | 0.7 | 0.7 | 0.7 | 0.7 | 0.5 | 0.5 | 0.5 | 0.5 | 0.5 | 0.5 | 0.5 | 0.5
Hospital_ICU_NurseStn_LIGHT_2013_SPEED | Lighting |  | Sat | 2014-01-01 | 2014-12-31 | Hourly | 0.5 | 0.5 | 0.5 | 0.5 | 0.5 | 0.5 | 0.5 | 0.5 | 0.8 | 0.8 | 0.8 | 0.8 | 0.8 | 0.8 | 0.8 | 0.8 | 0.8 | 0.8 | 0.5 | 0.5 | 0.5 | 0.5 | 0.5 | 0.5
Hospital_ICU_NurseStn_LIGHT_2013_SPEED | Lighting |  | Wkdy ¦ Default | 2014-01-01 | 2014-12-31 | Hourly | 0.5 | 0.5 | 0.5 | 0.5 | 0.5 | 0.5 | 0.5 | 0.5 | 0.9 | 0.9 | 0.9 | 0.9 | 0.9 | 0.9 | 0.9 | 0.9 | 0.5 | 0.5 | 0.5 | 0.5 | 0.5 | 0.5 | 0.5 | 0.5
Hospital_ICU_NurseStn_EQUIP_2013_SPEED | Equipment |  | WntrDsn | 2014-01-01 | 2014-12-31 | Constant | Hr 1: 0
Hospital_ICU_NurseStn_EQUIP_2013_SPEED | Equipment |  | SmrDsn | 2014-01-01 | 2014-12-31 | Constant | bar: Hr 1
Hospital_ICU_NurseStn_EQUIP_2013_SPEED | Equipment |  | Sun | 2014-01-01 | 2014-12-31 | Hourly | 0.4 | 0.4 | 0.4 | 0.4 | 0.4 | 0.4 | 0.4 | 0.4 | 0.6 | 0.6 | 0.6 | 0.6 | 0.6 | 0.6 | 0.6 | 0.6 | 0.4 | 0.4 | 0.4 | 0.4 | 0.4 | 0.4 | 0.4 | 0.4
Hospital_ICU_NurseStn_EQUIP_2013_SPEED | Equipment |  | Sat | 2014-01-01 | 2014-12-31 | Hourly | 0.4 | 0.4 | 0.4 | 0.4 | 0.4 | 0.4 | 0.4 | 0.5 | 0.65 | 0.65 | 0.65 | 0.65 | 0.65 | 0.65 | 0.65 | 0.65 | 0.65 | 0.65 | 0.4 | 0.4 | 0.4 | 0.4 | 0.4 | 0.4
Hospital_ICU_NurseStn_EQUIP_2013_SPEED | Equipment |  | Wkdy ¦ Default | 2014-01-01 | 2014-12-31 | Hourly | 0.4 | 0.4 | 0.4 | 0.4 | 0.4 | 0.4 | 0.4 | 0.7 | 0.9 | 0.9 | 0.9 | 0.9 | 0.9 | 0.9 | 0.9 | 0.9 | 0.6 | 0.6 | 0.6 | 0.6 | 0.6 | 0.6 | 0.6 | 0.4
Hospital_ICU_NurseStn_INFIL_SPEED | Infiltration |  | WntrDsn | 2014-01-01 | 2014-12-31 | Constant | bar: Hr 1
Hospital_ICU_NurseStn_INFIL_SPEED | Infiltration |  | SmrDsn | 2014-01-01 | 2014-12-31 | Constant | bar: Hr 1
Hospital_ICU_NurseStn_INFIL_SPEED | Infiltration |  | Sun | 2014-01-01 | 2014-12-31 | Constant | Hr 1: 0.5
Hospital_ICU_NurseStn_INFIL_SPEED | Infiltration |  | Sat | 2014-01-01 | 2014-12-31 | Constant | Hr 1: 0.5
Hospital_ICU_NurseStn_INFIL_SPEED | Infiltration |  | Wkdy ¦ Default | 2014-01-01 | 2014-12-31 | Constant | Hr 1: 0.5
Hospital_ICU_NurseStn_ACTIVITY_SPEED | Activity | W | WntrDsn | 2014-01-01 | 2014-12-31 | Constant | Hr 1: 120
Hospital_ICU_NurseStn_ACTIVITY_SPEED | Activity | W | SmrDsn | 2014-01-01 | 2014-12-31 | Constant | Hr 1: 120
Hospital_ICU_NurseStn_ACTIVITY_SPEED | Activity | W | Sun | 2014-01-01 | 2014-12-31 | Constant | Hr 1: 120
Hospital_ICU_NurseStn_ACTIVITY_SPEED | Activity | W | Sat | 2014-01-01 | 2014-12-31 | Constant | Hr 1: 120
Hospital_ICU_NurseStn_ACTIVITY_SPEED | Activity | W | Wkdy ¦ Default | 2014-01-01 | 2014-12-31 | Constant | Hr 1: 120
Hospital_ICU_NurseStn_OA_SPEED | OA Air |  | WntrDsn | 2014-01-01 | 2014-12-31 | Constant | bar: Hr 1
Hospital_ICU_NurseStn_OA_SPEED | OA Air |  | SmrDsn | 2014-01-01 | 2014-12-31 | Constant | bar: Hr 1
Hospital_ICU_NurseStn_OA_SPEED | OA Air |  | Sun | 2014-01-01 | 2014-12-31 | Constant | bar: Hr 1
Hospital_ICU_NurseStn_OA_SPEED | OA Air |  | Sat | 2014-01-01 | 2014-12-31 | Constant | bar: Hr 1
Hospital_ICU_NurseStn_OA_SPEED | OA Air |  | Wkdy ¦ Default | 2014-01-01 | 2014-12-31 | Constant | bar: Hr 1
Hospital_ICU_Open_CLGSETP_SPEED | Thermostat Setpoint | C | WntrDsn | 2014-01-01 | 2014-12-31 | Constant | Hr 1: 23.9
Hospital_ICU_Open_CLGSETP_SPEED | Thermostat Setpoint | C | SmrDsn | 2014-01-01 | 2014-12-31 | Constant | Hr 1: 23.9
Hospital_ICU_Open_CLGSETP_SPEED | Thermostat Setpoint | C | Sun | 2014-01-01 | 2014-12-31 | Constant | Hr 1: 23.9
Hospital_ICU_Open_CLGSETP_SPEED | Thermostat Setpoint | C | Sat | 2014-01-01 | 2014-12-31 | Constant | Hr 1: 23.9
Hospital_ICU_Open_CLGSETP_SPEED | Thermostat Setpoint | C | Wkdy ¦ Default | 2014-01-01 | 2014-12-31 | Constant | Hr 1: 23.9
Hospital_ICU_Open_HTGSETP_SPEED | Thermostat Setpoint | C | WntrDsn | 2014-01-01 | 2014-12-31 | Constant | Hr 1: 21.1
Hospital_ICU_Open_HTGSETP_SPEED | Thermostat Setpoint | C | SmrDsn | 2014-01-01 | 2014-12-31 | Constant | Hr 1: 21.1
Hospital_ICU_Open_HTGSETP_SPEED | Thermostat Setpoint | C | Sun | 2014-01-01 | 2014-12-31 | Constant | Hr 1: 21.1
Hospital_ICU_Open_HTGSETP_SPEED | Thermostat Setpoint | C | Sat | 2014-01-01 | 2014-12-31 | Constant | Hr 1: 21.1
Hospital_ICU_Open_HTGSETP_SPEED | Thermostat Setpoint | C | Wkdy ¦ Default | 2014-01-01 | 2014-12-31 | Constant | Hr 1: 21.1
Hospital_ICU_Open_OCC_SPEED | Occupancy |  | WntrDsn | 2014-01-01 | 2014-12-31 | Constant | Hr 1: 0
Hospital_ICU_Open_OCC_SPEED | Occupancy |  | SmrDsn | 2014-01-01 | 2014-12-31 | Constant | bar: Hr 1
Hospital_ICU_Open_OCC_SPEED | Occupancy |  | Sun | 2014-01-01 | 2014-12-31 | Hourly | 0.4 | 0.4 | 0.4 | 0.4 | 0.4 | 0.4 | 0.4 | 0.4 | 0.6 | 0.6 | 0.6 | 0.6 | 0.6 | 0.6 | 0.6 | 0.6 | 0.4 | 0.4 | 0.4 | 0.4 | 0.4 | 0.4 | 0.4 | 0.4
Hospital_ICU_Open_OCC_SPEED | Occupancy |  | Sat | 2014-01-01 | 2014-12-31 | Hourly | 0.4 | 0.4 | 0.4 | 0.4 | 0.4 | 0.4 | 0.4 | 0.5 | 0.6 | 0.6 | 0.6 | 0.6 | 0.6 | 0.6 | 0.6 | 0.6 | 0.6 | 0.5 | 0.5 | 0.4 | 0.4 | 0.4 | 0.4 | 0.4
Hospital_ICU_Open_OCC_SPEED | Occupancy |  | Wkdy ¦ Default | 2014-01-01 | 2014-12-31 | Hourly | 0.4 | 0.4 | 0.4 | 0.4 | 0.4 | 0.4 | 0.4 | 0.5 | 0.6 | 0.8 | 0.8 | 0.8 | 0.8 | 0.8 | 0.8 | 0.8 | 0.8 | 0.6 | 0.5 | 0.5 | 0.4 | 0.4 | 0.4 | 0.4
Hospital_ICU_Open_LIGHT_2007_SPEED | Lighting |  | WntrDsn | 2014-01-01 | 2014-12-31 | Constant | Hr 1: 0
Hospital_ICU_Open_LIGHT_2007_SPEED | Lighting |  | SmrDsn | 2014-01-01 | 2014-12-31 | Constant | bar: Hr 1
Hospital_ICU_Open_LIGHT_2007_SPEED | Lighting |  | Sun | 2014-01-01 | 2014-12-31 | Hourly | 0.5 | 0.5 | 0.5 | 0.5 | 0.5 | 0.5 | 0.5 | 0.5 | 0.7 | 0.7 | 0.7 | 0.7 | 0.7 | 0.7 | 0.7 | 0.7 | 0.5 | 0.5 | 0.5 | 0.5 | 0.5 | 0.5 | 0.5 | 0.5
Hospital_ICU_Open_LIGHT_2007_SPEED | Lighting |  | Sat | 2014-01-01 | 2014-12-31 | Hourly | 0.5 | 0.5 | 0.5 | 0.5 | 0.5 | 0.5 | 0.5 | 0.5 | 0.8 | 0.8 | 0.8 | 0.8 | 0.8 | 0.8 | 0.8 | 0.8 | 0.8 | 0.8 | 0.5 | 0.5 | 0.5 | 0.5 | 0.5 | 0.5
Hospital_ICU_Open_LIGHT_2007_SPEED | Lighting |  | Wkdy ¦ Default | 2014-01-01 | 2014-12-31 | Hourly | 0.5 | 0.5 | 0.5 | 0.5 | 0.5 | 0.5 | 0.5 | 0.5 | 0.9 | 0.9 | 0.9 | 0.9 | 0.9 | 0.9 | 0.9 | 0.9 | 0.5 | 0.5 | 0.5 | 0.5 | 0.5 | 0.5 | 0.5 | 0.5
Hospital_ICU_Open_EQUIP_2007_SPEED | Equipment |  | WntrDsn | 2014-01-01 | 2014-12-31 | Constant | Hr 1: 0
Hospital_ICU_Open_EQUIP_2007_SPEED | Equipment |  | SmrDsn | 2014-01-01 | 2014-12-31 | Constant | bar: Hr 1
Hospital_ICU_Open_EQUIP_2007_SPEED | Equipment |  | Sun | 2014-01-01 | 2014-12-31 | Hourly | 0.4 | 0.4 | 0.4 | 0.4 | 0.4 | 0.4 | 0.4 | 0.4 | 0.6 | 0.6 | 0.6 | 0.6 | 0.6 | 0.6 | 0.6 | 0.6 | 0.4 | 0.4 | 0.4 | 0.4 | 0.4 | 0.4 | 0.4 | 0.4
Hospital_ICU_Open_EQUIP_2007_SPEED | Equipment |  | Sat | 2014-01-01 | 2014-12-31 | Hourly | 0.4 | 0.4 | 0.4 | 0.4 | 0.4 | 0.4 | 0.4 | 0.5 | 0.65 | 0.65 | 0.65 | 0.65 | 0.65 | 0.65 | 0.65 | 0.65 | 0.65 | 0.65 | 0.4 | 0.4 | 0.4 | 0.4 | 0.4 | 0.4
Hospital_ICU_Open_EQUIP_2007_SPEED | Equipment |  | Wkdy ¦ Default | 2014-01-01 | 2014-12-31 | Hourly | 0.4 | 0.4 | 0.4 | 0.4 | 0.4 | 0.4 | 0.4 | 0.7 | 0.9 | 0.9 | 0.9 | 0.9 | 0.9 | 0.9 | 0.9 | 0.9 | 0.6 | 0.6 | 0.6 | 0.6 | 0.6 | 0.6 | 0.6 | 0.4
Hospital_ICU_Open_LIGHT_2010_SPEED | Lighting |  | WntrDsn | 2014-01-01 | 2014-12-31 | Constant | Hr 1: 0
Hospital_ICU_Open_LIGHT_2010_SPEED | Lighting |  | SmrDsn | 2014-01-01 | 2014-12-31 | Constant | bar: Hr 1
Hospital_ICU_Open_LIGHT_2010_SPEED | Lighting |  | Sun | 2014-01-01 | 2014-12-31 | Hourly | 0.5 | 0.5 | 0.5 | 0.5 | 0.5 | 0.5 | 0.5 | 0.5 | 0.7 | 0.7 | 0.7 | 0.7 | 0.7 | 0.7 | 0.7 | 0.7 | 0.5 | 0.5 | 0.5 | 0.5 | 0.5 | 0.5 | 0.5 | 0.5
Hospital_ICU_Open_LIGHT_2010_SPEED | Lighting |  | Sat | 2014-01-01 | 2014-12-31 | Hourly | 0.5 | 0.5 | 0.5 | 0.5 | 0.5 | 0.5 | 0.5 | 0.5 | 0.8 | 0.8 | 0.8 | 0.8 | 0.8 | 0.8 | 0.8 | 0.8 | 0.8 | 0.8 | 0.5 | 0.5 | 0.5 | 0.5 | 0.5 | 0.5
Hospital_ICU_Open_LIGHT_2010_SPEED | Lighting |  | Wkdy ¦ Default | 2014-01-01 | 2014-12-31 | Hourly | 0.5 | 0.5 | 0.5 | 0.5 | 0.5 | 0.5 | 0.5 | 0.5 | 0.9 | 0.9 | 0.9 | 0.9 | 0.9 | 0.9 | 0.9 | 0.9 | 0.5 | 0.5 | 0.5 | 0.5 | 0.5 | 0.5 | 0.5 | 0.5
Hospital_ICU_Open_EQUIP_2010_SPEED | Equipment |  | WntrDsn | 2014-01-01 | 2014-12-31 | Constant | Hr 1: 0
Hospital_ICU_Open_EQUIP_2010_SPEED | Equipment |  | SmrDsn | 2014-01-01 | 2014-12-31 | Constant | bar: Hr 1
Hospital_ICU_Open_EQUIP_2010_SPEED | Equipment |  | Sun | 2014-01-01 | 2014-12-31 | Hourly | 0.4 | 0.4 | 0.4 | 0.4 | 0.4 | 0.4 | 0.4 | 0.4 | 0.6 | 0.6 | 0.6 | 0.6 | 0.6 | 0.6 | 0.6 | 0.6 | 0.4 | 0.4 | 0.4 | 0.4 | 0.4 | 0.4 | 0.4 | 0.4
Hospital_ICU_Open_EQUIP_2010_SPEED | Equipment |  | Sat | 2014-01-01 | 2014-12-31 | Hourly | 0.4 | 0.4 | 0.4 | 0.4 | 0.4 | 0.4 | 0.4 | 0.5 | 0.65 | 0.65 | 0.65 | 0.65 | 0.65 | 0.65 | 0.65 | 0.65 | 0.65 | 0.65 | 0.4 | 0.4 | 0.4 | 0.4 | 0.4 | 0.4
Hospital_ICU_Open_EQUIP_2010_SPEED | Equipment |  | Wkdy ¦ Default | 2014-01-01 | 2014-12-31 | Hourly | 0.4 | 0.4 | 0.4 | 0.4 | 0.4 | 0.4 | 0.4 | 0.7 | 0.9 | 0.9 | 0.9 | 0.9 | 0.9 | 0.9 | 0.9 | 0.9 | 0.6 | 0.6 | 0.6 | 0.6 | 0.6 | 0.6 | 0.6 | 0.4
Hospital_ICU_Open_LIGHT_2013_SPEED | Lighting |  | WntrDsn | 2014-01-01 | 2014-12-31 | Constant | Hr 1: 0
Hospital_ICU_Open_LIGHT_2013_SPEED | Lighting |  | SmrDsn | 2014-01-01 | 2014-12-31 | Constant | bar: Hr 1
Hospital_ICU_Open_LIGHT_2013_SPEED | Lighting |  | Sun | 2014-01-01 | 2014-12-31 | Hourly | 0.5 | 0.5 | 0.5 | 0.5 | 0.5 | 0.5 | 0.5 | 0.5 | 0.7 | 0.7 | 0.7 | 0.7 | 0.7 | 0.7 | 0.7 | 0.7 | 0.5 | 0.5 | 0.5 | 0.5 | 0.5 | 0.5 | 0.5 | 0.5
Hospital_ICU_Open_LIGHT_2013_SPEED | Lighting |  | Sat | 2014-01-01 | 2014-12-31 | Hourly | 0.5 | 0.5 | 0.5 | 0.5 | 0.5 | 0.5 | 0.5 | 0.5 | 0.8 | 0.8 | 0.8 | 0.8 | 0.8 | 0.8 | 0.8 | 0.8 | 0.8 | 0.8 | 0.5 | 0.5 | 0.5 | 0.5 | 0.5 | 0.5
Hospital_ICU_Open_LIGHT_2013_SPEED | Lighting |  | Wkdy ¦ Default | 2014-01-01 | 2014-12-31 | Hourly | 0.5 | 0.5 | 0.5 | 0.5 | 0.5 | 0.5 | 0.5 | 0.5 | 0.9 | 0.9 | 0.9 | 0.9 | 0.9 | 0.9 | 0.9 | 0.9 | 0.5 | 0.5 | 0.5 | 0.5 | 0.5 | 0.5 | 0.5 | 0.5
Hospital_ICU_Open_EQUIP_2013_SPEED | Equipment |  | WntrDsn | 2014-01-01 | 2014-12-31 | Constant | Hr 1: 0
Hospital_ICU_Open_EQUIP_2013_SPEED | Equipment |  | SmrDsn | 2014-01-01 | 2014-12-31 | Constant | bar: Hr 1
Hospital_ICU_Open_EQUIP_2013_SPEED | Equipment |  | Sun | 2014-01-01 | 2014-12-31 | Hourly | 0.4 | 0.4 | 0.4 | 0.4 | 0.4 | 0.4 | 0.4 | 0.4 | 0.6 | 0.6 | 0.6 | 0.6 | 0.6 | 0.6 | 0.6 | 0.6 | 0.4 | 0.4 | 0.4 | 0.4 | 0.4 | 0.4 | 0.4 | 0.4
Hospital_ICU_Open_EQUIP_2013_SPEED | Equipment |  | Sat | 2014-01-01 | 2014-12-31 | Hourly | 0.4 | 0.4 | 0.4 | 0.4 | 0.4 | 0.4 | 0.4 | 0.5 | 0.65 | 0.65 | 0.65 | 0.65 | 0.65 | 0.65 | 0.65 | 0.65 | 0.65 | 0.65 | 0.4 | 0.4 | 0.4 | 0.4 | 0.4 | 0.4
Hospital_ICU_Open_EQUIP_2013_SPEED | Equipment |  | Wkdy ¦ Default | 2014-01-01 | 2014-12-31 | Hourly | 0.4 | 0.4 | 0.4 | 0.4 | 0.4 | 0.4 | 0.4 | 0.7 | 0.9 | 0.9 | 0.9 | 0.9 | 0.9 | 0.9 | 0.9 | 0.9 | 0.6 | 0.6 | 0.6 | 0.6 | 0.6 | 0.6 | 0.6 | 0.4
Hospital_ICU_Open_INFIL_SPEED | Infiltration |  | WntrDsn | 2014-01-01 | 2014-12-31 | Constant | bar: Hr 1
Hospital_ICU_Open_INFIL_SPEED | Infiltration |  | SmrDsn | 2014-01-01 | 2014-12-31 | Constant | bar: Hr 1
Hospital_ICU_Open_INFIL_SPEED | Infiltration |  | Sun | 2014-01-01 | 2014-12-31 | Constant | Hr 1: 0.5
Hospital_ICU_Open_INFIL_SPEED | Infiltration |  | Sat | 2014-01-01 | 2014-12-31 | Constant | Hr 1: 0.5
Hospital_ICU_Open_INFIL_SPEED | Infiltration |  | Wkdy ¦ Default | 2014-01-01 | 2014-12-31 | Constant | Hr 1: 0.5
Hospital_ICU_Open_ACTIVITY_SPEED | Activity | W | WntrDsn | 2014-01-01 | 2014-12-31 | Constant | Hr 1: 120
Hospital_ICU_Open_ACTIVITY_SPEED | Activity | W | SmrDsn | 2014-01-01 | 2014-12-31 | Constant | Hr 1: 120
Hospital_ICU_Open_ACTIVITY_SPEED | Activity | W | Sun | 2014-01-01 | 2014-12-31 | Constant | Hr 1: 120
Hospital_ICU_Open_ACTIVITY_SPEED | Activity | W | Sat | 2014-01-01 | 2014-12-31 | Constant | Hr 1: 120
Hospital_ICU_Open_ACTIVITY_SPEED | Activity | W | Wkdy ¦ Default | 2014-01-01 | 2014-12-31 | Constant | Hr 1: 120
Hospital_ICU_Open_OA_SPEED | OA Air |  | WntrDsn | 2014-01-01 | 2014-12-31 | Constant | bar: Hr 1
Hospital_ICU_Open_OA_SPEED | OA Air |  | SmrDsn | 2014-01-01 | 2014-12-31 | Constant | bar: Hr 1
Hospital_ICU_Open_OA_SPEED | OA Air |  | Sun | 2014-01-01 | 2014-12-31 | Constant | bar: Hr 1
Hospital_ICU_Open_OA_SPEED | OA Air |  | Sat | 2014-01-01 | 2014-12-31 | Constant | bar: Hr 1
Hospital_ICU_Open_OA_SPEED | OA Air |  | Wkdy ¦ Default | 2014-01-01 | 2014-12-31 | Constant | bar: Hr 1
Hospital_ICU_PatRm_CLGSETP_SPEED | Thermostat Setpoint | C | WntrDsn | 2014-01-01 | 2014-12-31 | Constant | Hr 1: 23.9
Hospital_ICU_PatRm_CLGSETP_SPEED | Thermostat Setpoint | C | SmrDsn | 2014-01-01 | 2014-12-31 | Constant | Hr 1: 23.9
Hospital_ICU_PatRm_CLGSETP_SPEED | Thermostat Setpoint | C | Sun | 2014-01-01 | 2014-12-31 | Constant | Hr 1: 23.9
Hospital_ICU_PatRm_CLGSETP_SPEED | Thermostat Setpoint | C | Sat | 2014-01-01 | 2014-12-31 | Constant | Hr 1: 23.9
Hospital_ICU_PatRm_CLGSETP_SPEED | Thermostat Setpoint | C | Wkdy ¦ Default | 2014-01-01 | 2014-12-31 | Constant | Hr 1: 23.9
Hospital_ICU_PatRm_HTGSETP_SPEED | Thermostat Setpoint | C | WntrDsn | 2014-01-01 | 2014-12-31 | Constant | Hr 1: 21.1
Hospital_ICU_PatRm_HTGSETP_SPEED | Thermostat Setpoint | C | SmrDsn | 2014-01-01 | 2014-12-31 | Constant | Hr 1: 21.1
Hospital_ICU_PatRm_HTGSETP_SPEED | Thermostat Setpoint | C | Sun | 2014-01-01 | 2014-12-31 | Constant | Hr 1: 21.1
Hospital_ICU_PatRm_HTGSETP_SPEED | Thermostat Setpoint | C | Sat | 2014-01-01 | 2014-12-31 | Constant | Hr 1: 21.1
Hospital_ICU_PatRm_HTGSETP_SPEED | Thermostat Setpoint | C | Wkdy ¦ Default | 2014-01-01 | 2014-12-31 | Constant | Hr 1: 21.1
Hospital_ICU_PatRm_OCC_SPEED | Occupancy |  | WntrDsn | 2014-01-01 | 2014-12-31 | Constant | Hr 1: 0
Hospital_ICU_PatRm_OCC_SPEED | Occupancy |  | SmrDsn | 2014-01-01 | 2014-12-31 | Constant | bar: Hr 1
Hospital_ICU_PatRm_OCC_SPEED | Occupancy |  | Sun | 2014-01-01 | 2014-12-31 | Hourly | 0.4 | 0.4 | 0.4 | 0.4 | 0.4 | 0.4 | 0.4 | 0.4 | 0.6 | 0.6 | 0.6 | 0.6 | 0.6 | 0.6 | 0.6 | 0.6 | 0.4 | 0.4 | 0.4 | 0.4 | 0.4 | 0.4 | 0.4 | 0.4
Hospital_ICU_PatRm_OCC_SPEED | Occupancy |  | Sat | 2014-01-01 | 2014-12-31 | Hourly | 0.4 | 0.4 | 0.4 | 0.4 | 0.4 | 0.4 | 0.4 | 0.5 | 0.6 | 0.6 | 0.6 | 0.6 | 0.6 | 0.6 | 0.6 | 0.6 | 0.6 | 0.5 | 0.5 | 0.4 | 0.4 | 0.4 | 0.4 | 0.4
Hospital_ICU_PatRm_OCC_SPEED | Occupancy |  | Wkdy ¦ Default | 2014-01-01 | 2014-12-31 | Hourly | 0.4 | 0.4 | 0.4 | 0.4 | 0.4 | 0.4 | 0.4 | 0.5 | 0.6 | 0.8 | 0.8 | 0.8 | 0.8 | 0.8 | 0.8 | 0.8 | 0.8 | 0.6 | 0.5 | 0.5 | 0.4 | 0.4 | 0.4 | 0.4
Hospital_ICU_PatRm_LIGHT_2007_SPEED | Lighting |  | WntrDsn | 2014-01-01 | 2014-12-31 | Constant | Hr 1: 0
Hospital_ICU_PatRm_LIGHT_2007_SPEED | Lighting |  | SmrDsn | 2014-01-01 | 2014-12-31 | Constant | bar: Hr 1
Hospital_ICU_PatRm_LIGHT_2007_SPEED | Lighting |  | Sun | 2014-01-01 | 2014-12-31 | Hourly | 0.5 | 0.5 | 0.5 | 0.5 | 0.5 | 0.5 | 0.5 | 0.5 | 0.7 | 0.7 | 0.7 | 0.7 | 0.7 | 0.7 | 0.7 | 0.7 | 0.5 | 0.5 | 0.5 | 0.5 | 0.5 | 0.5 | 0.5 | 0.5
Hospital_ICU_PatRm_LIGHT_2007_SPEED | Lighting |  | Sat | 2014-01-01 | 2014-12-31 | Hourly | 0.5 | 0.5 | 0.5 | 0.5 | 0.5 | 0.5 | 0.5 | 0.5 | 0.8 | 0.8 | 0.8 | 0.8 | 0.8 | 0.8 | 0.8 | 0.8 | 0.8 | 0.8 | 0.5 | 0.5 | 0.5 | 0.5 | 0.5 | 0.5
Hospital_ICU_PatRm_LIGHT_2007_SPEED | Lighting |  | Wkdy ¦ Default | 2014-01-01 | 2014-12-31 | Hourly | 0.5 | 0.5 | 0.5 | 0.5 | 0.5 | 0.5 | 0.5 | 0.5 | 0.9 | 0.9 | 0.9 | 0.9 | 0.9 | 0.9 | 0.9 | 0.9 | 0.5 | 0.5 | 0.5 | 0.5 | 0.5 | 0.5 | 0.5 | 0.5
Hospital_ICU_PatRm_EQUIP_2007_SPEED | Equipment |  | WntrDsn | 2014-01-01 | 2014-12-31 | Constant | Hr 1: 0
Hospital_ICU_PatRm_EQUIP_2007_SPEED | Equipment |  | SmrDsn | 2014-01-01 | 2014-12-31 | Constant | bar: Hr 1
Hospital_ICU_PatRm_EQUIP_2007_SPEED | Equipment |  | Sun | 2014-01-01 | 2014-12-31 | Hourly | 0.4 | 0.4 | 0.4 | 0.4 | 0.4 | 0.4 | 0.4 | 0.4 | 0.6 | 0.6 | 0.6 | 0.6 | 0.6 | 0.6 | 0.6 | 0.6 | 0.4 | 0.4 | 0.4 | 0.4 | 0.4 | 0.4 | 0.4 | 0.4
Hospital_ICU_PatRm_EQUIP_2007_SPEED | Equipment |  | Sat | 2014-01-01 | 2014-12-31 | Hourly | 0.4 | 0.4 | 0.4 | 0.4 | 0.4 | 0.4 | 0.4 | 0.5 | 0.65 | 0.65 | 0.65 | 0.65 | 0.65 | 0.65 | 0.65 | 0.65 | 0.65 | 0.65 | 0.4 | 0.4 | 0.4 | 0.4 | 0.4 | 0.4
Hospital_ICU_PatRm_EQUIP_2007_SPEED | Equipment |  | Wkdy ¦ Default | 2014-01-01 | 2014-12-31 | Hourly | 0.4 | 0.4 | 0.4 | 0.4 | 0.4 | 0.4 | 0.4 | 0.7 | 0.9 | 0.9 | 0.9 | 0.9 | 0.9 | 0.9 | 0.9 | 0.9 | 0.6 | 0.6 | 0.6 | 0.6 | 0.6 | 0.6 | 0.6 | 0.4
Hospital_ICU_PatRm_LIGHT_2010_SPEED | Lighting |  | WntrDsn | 2014-01-01 | 2014-12-31 | Constant | Hr 1: 0
Hospital_ICU_PatRm_LIGHT_2010_SPEED | Lighting |  | SmrDsn | 2014-01-01 | 2014-12-31 | Constant | bar: Hr 1
Hospital_ICU_PatRm_LIGHT_2010_SPEED | Lighting |  | Sun | 2014-01-01 | 2014-12-31 | Hourly | 0.5 | 0.5 | 0.5 | 0.5 | 0.5 | 0.5 | 0.5 | 0.5 | 0.7 | 0.7 | 0.7 | 0.7 | 0.7 | 0.7 | 0.7 | 0.7 | 0.5 | 0.5 | 0.5 | 0.5 | 0.5 | 0.5 | 0.5 | 0.5
Hospital_ICU_PatRm_LIGHT_2010_SPEED | Lighting |  | Sat | 2014-01-01 | 2014-12-31 | Hourly | 0.5 | 0.5 | 0.5 | 0.5 | 0.5 | 0.5 | 0.5 | 0.5 | 0.8 | 0.8 | 0.8 | 0.8 | 0.8 | 0.8 | 0.8 | 0.8 | 0.8 | 0.8 | 0.5 | 0.5 | 0.5 | 0.5 | 0.5 | 0.5
Hospital_ICU_PatRm_LIGHT_2010_SPEED | Lighting |  | Wkdy ¦ Default | 2014-01-01 | 2014-12-31 | Hourly | 0.5 | 0.5 | 0.5 | 0.5 | 0.5 | 0.5 | 0.5 | 0.5 | 0.9 | 0.9 | 0.9 | 0.9 | 0.9 | 0.9 | 0.9 | 0.9 | 0.5 | 0.5 | 0.5 | 0.5 | 0.5 | 0.5 | 0.5 | 0.5
Hospital_ICU_PatRm_EQUIP_2010_SPEED | Equipment |  | WntrDsn | 2014-01-01 | 2014-12-31 | Constant | Hr 1: 0
Hospital_ICU_PatRm_EQUIP_2010_SPEED | Equipment |  | SmrDsn | 2014-01-01 | 2014-12-31 | Constant | bar: Hr 1
Hospital_ICU_PatRm_EQUIP_2010_SPEED | Equipment |  | Sun | 2014-01-01 | 2014-12-31 | Hourly | 0.4 | 0.4 | 0.4 | 0.4 | 0.4 | 0.4 | 0.4 | 0.4 | 0.6 | 0.6 | 0.6 | 0.6 | 0.6 | 0.6 | 0.6 | 0.6 | 0.4 | 0.4 | 0.4 | 0.4 | 0.4 | 0.4 | 0.4 | 0.4
Hospital_ICU_PatRm_EQUIP_2010_SPEED | Equipment |  | Sat | 2014-01-01 | 2014-12-31 | Hourly | 0.4 | 0.4 | 0.4 | 0.4 | 0.4 | 0.4 | 0.4 | 0.5 | 0.65 | 0.65 | 0.65 | 0.65 | 0.65 | 0.65 | 0.65 | 0.65 | 0.65 | 0.65 | 0.4 | 0.4 | 0.4 | 0.4 | 0.4 | 0.4
Hospital_ICU_PatRm_EQUIP_2010_SPEED | Equipment |  | Wkdy ¦ Default | 2014-01-01 | 2014-12-31 | Hourly | 0.4 | 0.4 | 0.4 | 0.4 | 0.4 | 0.4 | 0.4 | 0.7 | 0.9 | 0.9 | 0.9 | 0.9 | 0.9 | 0.9 | 0.9 | 0.9 | 0.6 | 0.6 | 0.6 | 0.6 | 0.6 | 0.6 | 0.6 | 0.4
Hospital_ICU_PatRm_LIGHT_2013_SPEED | Lighting |  | WntrDsn | 2014-01-01 | 2014-12-31 | Constant | Hr 1: 0
Hospital_ICU_PatRm_LIGHT_2013_SPEED | Lighting |  | SmrDsn | 2014-01-01 | 2014-12-31 | Constant | bar: Hr 1
Hospital_ICU_PatRm_LIGHT_2013_SPEED | Lighting |  | Sun | 2014-01-01 | 2014-12-31 | Hourly | 0.5 | 0.5 | 0.5 | 0.5 | 0.5 | 0.5 | 0.5 | 0.5 | 0.7 | 0.7 | 0.7 | 0.7 | 0.7 | 0.7 | 0.7 | 0.7 | 0.5 | 0.5 | 0.5 | 0.5 | 0.5 | 0.5 | 0.5 | 0.5
Hospital_ICU_PatRm_LIGHT_2013_SPEED | Lighting |  | Sat | 2014-01-01 | 2014-12-31 | Hourly | 0.5 | 0.5 | 0.5 | 0.5 | 0.5 | 0.5 | 0.5 | 0.5 | 0.8 | 0.8 | 0.8 | 0.8 | 0.8 | 0.8 | 0.8 | 0.8 | 0.8 | 0.8 | 0.5 | 0.5 | 0.5 | 0.5 | 0.5 | 0.5
Hospital_ICU_PatRm_LIGHT_2013_SPEED | Lighting |  | Wkdy ¦ Default | 2014-01-01 | 2014-12-31 | Hourly | 0.5 | 0.5 | 0.5 | 0.5 | 0.5 | 0.5 | 0.5 | 0.5 | 0.9 | 0.9 | 0.9 | 0.9 | 0.9 | 0.9 | 0.9 | 0.9 | 0.5 | 0.5 | 0.5 | 0.5 | 0.5 | 0.5 | 0.5 | 0.5
Hospital_ICU_PatRm_EQUIP_2013_SPEED | Equipment |  | WntrDsn | 2014-01-01 | 2014-12-31 | Constant | Hr 1: 0
Hospital_ICU_PatRm_EQUIP_2013_SPEED | Equipment |  | SmrDsn | 2014-01-01 | 2014-12-31 | Constant | bar: Hr 1
Hospital_ICU_PatRm_EQUIP_2013_SPEED | Equipment |  | Sun | 2014-01-01 | 2014-12-31 | Hourly | 0.4 | 0.4 | 0.4 | 0.4 | 0.4 | 0.4 | 0.4 | 0.4 | 0.6 | 0.6 | 0.6 | 0.6 | 0.6 | 0.6 | 0.6 | 0.6 | 0.4 | 0.4 | 0.4 | 0.4 | 0.4 | 0.4 | 0.4 | 0.4
Hospital_ICU_PatRm_EQUIP_2013_SPEED | Equipment |  | Sat | 2014-01-01 | 2014-12-31 | Hourly | 0.4 | 0.4 | 0.4 | 0.4 | 0.4 | 0.4 | 0.4 | 0.5 | 0.65 | 0.65 | 0.65 | 0.65 | 0.65 | 0.65 | 0.65 | 0.65 | 0.65 | 0.65 | 0.4 | 0.4 | 0.4 | 0.4 | 0.4 | 0.4
Hospital_ICU_PatRm_EQUIP_2013_SPEED | Equipment |  | Wkdy ¦ Default | 2014-01-01 | 2014-12-31 | Hourly | 0.4 | 0.4 | 0.4 | 0.4 | 0.4 | 0.4 | 0.4 | 0.7 | 0.9 | 0.9 | 0.9 | 0.9 | 0.9 | 0.9 | 0.9 | 0.9 | 0.6 | 0.6 | 0.6 | 0.6 | 0.6 | 0.6 | 0.6 | 0.4
Hospital_ICU_PatRm_INFIL_SPEED | Infiltration |  | WntrDsn | 2014-01-01 | 2014-12-31 | Constant | bar: Hr 1
Hospital_ICU_PatRm_INFIL_SPEED | Infiltration |  | SmrDsn | 2014-01-01 | 2014-12-31 | Constant | bar: Hr 1
Hospital_ICU_PatRm_INFIL_SPEED | Infiltration |  | Sun | 2014-01-01 | 2014-12-31 | Constant | Hr 1: 0.5
Hospital_ICU_PatRm_INFIL_SPEED | Infiltration |  | Sat | 2014-01-01 | 2014-12-31 | Constant | Hr 1: 0.5
Hospital_ICU_PatRm_INFIL_SPEED | Infiltration |  | Wkdy ¦ Default | 2014-01-01 | 2014-12-31 | Constant | Hr 1: 0.5
Hospital_ICU_PatRm_ACTIVITY_SPEED | Activity | W | WntrDsn | 2014-01-01 | 2014-12-31 | Constant | Hr 1: 120
Hospital_ICU_PatRm_ACTIVITY_SPEED | Activity | W | SmrDsn | 2014-01-01 | 2014-12-31 | Constant | Hr 1: 120
Hospital_ICU_PatRm_ACTIVITY_SPEED | Activity | W | Sun | 2014-01-01 | 2014-12-31 | Constant | Hr 1: 120
Hospital_ICU_PatRm_ACTIVITY_SPEED | Activity | W | Sat | 2014-01-01 | 2014-12-31 | Constant | Hr 1: 120
Hospital_ICU_PatRm_ACTIVITY_SPEED | Activity | W | Wkdy ¦ Default | 2014-01-01 | 2014-12-31 | Constant | Hr 1: 120
Hospital_ICU_PatRm_OA_SPEED | OA Air |  | WntrDsn | 2014-01-01 | 2014-12-31 | Constant | bar: Hr 1
Hospital_ICU_PatRm_OA_SPEED | OA Air |  | SmrDsn | 2014-01-01 | 2014-12-31 | Constant | bar: Hr 1
Hospital_ICU_PatRm_OA_SPEED | OA Air |  | Sun | 2014-01-01 | 2014-12-31 | Constant | bar: Hr 1
Hospital_ICU_PatRm_OA_SPEED | OA Air |  | Sat | 2014-01-01 | 2014-12-31 | Constant | bar: Hr 1
Hospital_ICU_PatRm_OA_SPEED | OA Air |  | Wkdy ¦ Default | 2014-01-01 | 2014-12-31 | Constant | bar: Hr 1
Hospital_PatRoom_CLGSETP_SPEED | Thermostat Setpoint | C | WntrDsn | 2014-01-01 | 2014-12-31 | Constant | Hr 1: 23.9
Hospital_PatRoom_CLGSETP_SPEED | Thermostat Setpoint | C | SmrDsn | 2014-01-01 | 2014-12-31 | Constant | Hr 1: 23.9
Hospital_PatRoom_CLGSETP_SPEED | Thermostat Setpoint | C | Sun | 2014-01-01 | 2014-12-31 | Constant | Hr 1: 23.9
Hospital_PatRoom_CLGSETP_SPEED | Thermostat Setpoint | C | Sat | 2014-01-01 | 2014-12-31 | Constant | Hr 1: 23.9
Hospital_PatRoom_CLGSETP_SPEED | Thermostat Setpoint | C | Wkdy ¦ Default | 2014-01-01 | 2014-12-31 | Constant | Hr 1: 23.9
Hospital_PatRoom_HTGSETP_SPEED | Thermostat Setpoint | C | WntrDsn | 2014-01-01 | 2014-12-31 | Constant | Hr 1: 21.1
Hospital_PatRoom_HTGSETP_SPEED | Thermostat Setpoint | C | SmrDsn | 2014-01-01 | 2014-12-31 | Constant | Hr 1: 21.1
Hospital_PatRoom_HTGSETP_SPEED | Thermostat Setpoint | C | Sun | 2014-01-01 | 2014-12-31 | Constant | Hr 1: 21.1
Hospital_PatRoom_HTGSETP_SPEED | Thermostat Setpoint | C | Sat | 2014-01-01 | 2014-12-31 | Constant | Hr 1: 21.1
Hospital_PatRoom_HTGSETP_SPEED | Thermostat Setpoint | C | Wkdy ¦ Default | 2014-01-01 | 2014-12-31 | Constant | Hr 1: 21.1
Hospital_PatRoom_OCC_SPEED | Occupancy |  | WntrDsn | 2014-01-01 | 2014-12-31 | Constant | Hr 1: 0
Hospital_PatRoom_OCC_SPEED | Occupancy |  | SmrDsn | 2014-01-01 | 2014-12-31 | Constant | bar: Hr 1
Hospital_PatRoom_OCC_SPEED | Occupancy |  | Sun | 2014-01-01 | 2014-12-31 | Hourly | 0.4 | 0.4 | 0.4 | 0.4 | 0.4 | 0.4 | 0.4 | 0.4 | 0.6 | 0.6 | 0.6 | 0.6 | 0.6 | 0.6 | 0.6 | 0.6 | 0.4 | 0.4 | 0.4 | 0.4 | 0.4 | 0.4 | 0.4 | 0.4
Hospital_PatRoom_OCC_SPEED | Occupancy |  | Sat | 2014-01-01 | 2014-12-31 | Hourly | 0.4 | 0.4 | 0.4 | 0.4 | 0.4 | 0.4 | 0.4 | 0.5 | 0.6 | 0.6 | 0.6 | 0.6 | 0.6 | 0.6 | 0.6 | 0.6 | 0.6 | 0.5 | 0.5 | 0.4 | 0.4 | 0.4 | 0.4 | 0.4
Hospital_PatRoom_OCC_SPEED | Occupancy |  | Wkdy ¦ Default | 2014-01-01 | 2014-12-31 | Hourly | 0.4 | 0.4 | 0.4 | 0.4 | 0.4 | 0.4 | 0.4 | 0.5 | 0.6 | 0.8 | 0.8 | 0.8 | 0.8 | 0.8 | 0.8 | 0.8 | 0.8 | 0.6 | 0.5 | 0.5 | 0.4 | 0.4 | 0.4 | 0.4
Hospital_PatRoom_LIGHT_2007_SPEED | Lighting |  | WntrDsn | 2014-01-01 | 2014-12-31 | Constant | Hr 1: 0
Hospital_PatRoom_LIGHT_2007_SPEED | Lighting |  | SmrDsn | 2014-01-01 | 2014-12-31 | Constant | bar: Hr 1
Hospital_PatRoom_LIGHT_2007_SPEED | Lighting |  | Sun | 2014-01-01 | 2014-12-31 | Hourly | 0.05 | 0.05 | 0.05 | 0.05 | 0.05 | 0.05 | 0.05 | 0.05 | 0.1 | 0.1 | 0.1 | 0.1 | 0.1 | 0.1 | 0.1 | 0.1 | 0.05 | 0.05 | 0.05 | 0.05 | 0.05 | 0.05 | 0.05 | 0.05
Hospital_PatRoom_LIGHT_2007_SPEED | Lighting |  | Sat | 2014-01-01 | 2014-12-31 | Hourly | 0.1 | 0.1 | 0.1 | 0.1 | 0.1 | 0.1 | 0.1 | 0.2 | 0.4 | 0.4 | 0.4 | 0.4 | 0.4 | 0.4 | 0.4 | 0.4 | 0.4 | 0.4 | 0.1 | 0.1 | 0.1 | 0.1 | 0.1 | 0.1
Hospital_PatRoom_LIGHT_2007_SPEED | Lighting |  | Wkdy ¦ Default | 2014-01-01 | 2014-12-31 | Hourly | 0.1 | 0.1 | 0.1 | 0.1 | 0.1 | 0.1 | 0.1 | 0.5 | 0.9 | 0.9 | 0.9 | 0.9 | 0.9 | 0.9 | 0.9 | 0.9 | 0.3 | 0.3 | 0.3 | 0.3 | 0.3 | 0.3 | 0.3 | 0.1
Hospital_PatRoom_EQUIP_2007_SPEED | Equipment |  | WntrDsn | 2014-01-01 | 2014-12-31 | Constant | Hr 1: 0
Hospital_PatRoom_EQUIP_2007_SPEED | Equipment |  | SmrDsn | 2014-01-01 | 2014-12-31 | Constant | bar: Hr 1
Hospital_PatRoom_EQUIP_2007_SPEED | Equipment |  | Sun | 2014-01-01 | 2014-12-31 | Hourly | 0.26195 | 0.26195 | 0.26195 | 0.26195 | 0.26195 | 0.26195 | 0.26195 | 0.26195 | 0.34927 | 0.34927 | 0.34927 | 0.34927 | 0.34927 | 0.34927 | 0.34927 | 0.34927 | 0.26195 | 0.26195 | 0.26195 | 0.26195 | 0.26195 | 0.26195 | 0.26195 | 0.26195
Hospital_PatRoom_EQUIP_2007_SPEED | Equipment |  | Sat | 2014-01-01 | 2014-12-31 | Hourly | 0.34927 | 0.34927 | 0.34927 | 0.34927 | 0.34927 | 0.34927 | 0.34927 | 0.487 | 0.6331 | 0.6331 | 0.6331 | 0.6331 | 0.6331 | 0.6331 | 0.6331 | 0.6331 | 0.6331 | 0.6331 | 0.34927 | 0.34927 | 0.34927 | 0.34927 | 0.34927 | 0.34927
Hospital_PatRoom_EQUIP_2007_SPEED | Equipment |  | Wkdy ¦ Default | 2014-01-01 | 2014-12-31 | Hourly | 0.34927 | 0.34927 | 0.34927 | 0.34927 | 0.34927 | 0.34927 | 0.34927 | 0.6818 | 0.8766 | 0.8766 | 0.8766 | 0.8766 | 0.8766 | 0.8766 | 0.8766 | 0.8766 | 0.5844 | 0.5844 | 0.5844 | 0.5844 | 0.5844 | 0.5844 | 0.5239 | 0.34927
Hospital_PatRoom_LIGHT_2010_SPEED | Lighting |  | WntrDsn | 2014-01-01 | 2014-12-31 | Constant | Hr 1: 0
Hospital_PatRoom_LIGHT_2010_SPEED | Lighting |  | SmrDsn | 2014-01-01 | 2014-12-31 | Constant | bar: Hr 1
Hospital_PatRoom_LIGHT_2010_SPEED | Lighting |  | Sun | 2014-01-01 | 2014-12-31 | Hourly | 0.05 | 0.05 | 0.05 | 0.05 | 0.05 | 0.05 | 0.05 | 0.05 | 0.1 | 0.1 | 0.1 | 0.1 | 0.1 | 0.1 | 0.1 | 0.1 | 0.05 | 0.05 | 0.05 | 0.05 | 0.05 | 0.05 | 0.05 | 0.05
Hospital_PatRoom_LIGHT_2010_SPEED | Lighting |  | Sat | 2014-01-01 | 2014-12-31 | Hourly | 0.1 | 0.1 | 0.1 | 0.1 | 0.1 | 0.1 | 0.1 | 0.2 | 0.4 | 0.4 | 0.4 | 0.4 | 0.4 | 0.4 | 0.4 | 0.4 | 0.4 | 0.4 | 0.1 | 0.1 | 0.1 | 0.1 | 0.1 | 0.1
Hospital_PatRoom_LIGHT_2010_SPEED | Lighting |  | Wkdy ¦ Default | 2014-01-01 | 2014-12-31 | Hourly | 0.1 | 0.1 | 0.1 | 0.1 | 0.1 | 0.1 | 0.1 | 0.5 | 0.9 | 0.9 | 0.9 | 0.9 | 0.9 | 0.9 | 0.9 | 0.9 | 0.3 | 0.3 | 0.3 | 0.3 | 0.3 | 0.3 | 0.3 | 0.1
Hospital_PatRoom_EQUIP_2010_SPEED | Equipment |  | WntrDsn | 2014-01-01 | 2014-12-31 | Constant | Hr 1: 0
Hospital_PatRoom_EQUIP_2010_SPEED | Equipment |  | SmrDsn | 2014-01-01 | 2014-12-31 | Constant | bar: Hr 1
Hospital_PatRoom_EQUIP_2010_SPEED | Equipment |  | Sun | 2014-01-01 | 2014-12-31 | Hourly | 0.4 | 0.4 | 0.4 | 0.4 | 0.4 | 0.4 | 0.4 | 0.4 | 0.6 | 0.6 | 0.6 | 0.6 | 0.6 | 0.6 | 0.6 | 0.6 | 0.4 | 0.4 | 0.4 | 0.4 | 0.4 | 0.4 | 0.4 | 0.4
Hospital_PatRoom_EQUIP_2010_SPEED | Equipment |  | Sat | 2014-01-01 | 2014-12-31 | Hourly | 0.4 | 0.4 | 0.4 | 0.4 | 0.4 | 0.4 | 0.4 | 0.5 | 0.65 | 0.65 | 0.65 | 0.65 | 0.65 | 0.65 | 0.65 | 0.65 | 0.65 | 0.65 | 0.4 | 0.4 | 0.4 | 0.4 | 0.4 | 0.4
Hospital_PatRoom_EQUIP_2010_SPEED | Equipment |  | Wkdy ¦ Default | 2014-01-01 | 2014-12-31 | Hourly | 0.4 | 0.4 | 0.4 | 0.4 | 0.4 | 0.4 | 0.4 | 0.7 | 0.9 | 0.9 | 0.9 | 0.9 | 0.9 | 0.9 | 0.9 | 0.9 | 0.6 | 0.6 | 0.6 | 0.6 | 0.6 | 0.6 | 0.6 | 0.4
Hospital_PatRoom_LIGHT_2013_SPEED | Lighting |  | WntrDsn | 2014-01-01 | 2014-12-31 | Constant | Hr 1: 0
Hospital_PatRoom_LIGHT_2013_SPEED | Lighting |  | SmrDsn | 2014-01-01 | 2014-12-31 | Constant | bar: Hr 1
Hospital_PatRoom_LIGHT_2013_SPEED | Lighting |  | Sun | 2014-01-01 | 2014-12-31 | Hourly | 0.05 | 0.05 | 0.05 | 0.05 | 0.05 | 0.05 | 0.05 | 0.05 | 0.1 | 0.1 | 0.1 | 0.1 | 0.1 | 0.1 | 0.1 | 0.1 | 0.05 | 0.05 | 0.05 | 0.05 | 0.05 | 0.05 | 0.05 | 0.05
Hospital_PatRoom_LIGHT_2013_SPEED | Lighting |  | Sat | 2014-01-01 | 2014-12-31 | Hourly | 0.1 | 0.1 | 0.1 | 0.1 | 0.1 | 0.1 | 0.1 | 0.2 | 0.4 | 0.4 | 0.4 | 0.4 | 0.4 | 0.4 | 0.4 | 0.4 | 0.4 | 0.4 | 0.1 | 0.1 | 0.1 | 0.1 | 0.1 | 0.1
Hospital_PatRoom_LIGHT_2013_SPEED | Lighting |  | Wkdy ¦ Default | 2014-01-01 | 2014-12-31 | Hourly | 0.1 | 0.1 | 0.1 | 0.1 | 0.1 | 0.1 | 0.1 | 0.5 | 0.9 | 0.9 | 0.9 | 0.9 | 0.9 | 0.9 | 0.9 | 0.9 | 0.3 | 0.3 | 0.3 | 0.3 | 0.3 | 0.3 | 0.3 | 0.1
Hospital_PatRoom_EQUIP_2013_SPEED | Equipment |  | WntrDsn | 2014-01-01 | 2014-12-31 | Constant | Hr 1: 0
Hospital_PatRoom_EQUIP_2013_SPEED | Equipment |  | SmrDsn | 2014-01-01 | 2014-12-31 | Constant | bar: Hr 1
Hospital_PatRoom_EQUIP_2013_SPEED | Equipment |  | Sun | 2014-01-01 | 2014-12-31 | Hourly | 0.4 | 0.4 | 0.4 | 0.4 | 0.4 | 0.4 | 0.4 | 0.4 | 0.6 | 0.6 | 0.6 | 0.6 | 0.6 | 0.6 | 0.6 | 0.6 | 0.4 | 0.4 | 0.4 | 0.4 | 0.4 | 0.4 | 0.4 | 0.4
Hospital_PatRoom_EQUIP_2013_SPEED | Equipment |  | Sat | 2014-01-01 | 2014-12-31 | Hourly | 0.4 | 0.4 | 0.4 | 0.4 | 0.4 | 0.4 | 0.4 | 0.5 | 0.65 | 0.65 | 0.65 | 0.65 | 0.65 | 0.65 | 0.65 | 0.65 | 0.65 | 0.65 | 0.4 | 0.4 | 0.4 | 0.4 | 0.4 | 0.4
Hospital_PatRoom_EQUIP_2013_SPEED | Equipment |  | Wkdy ¦ Default | 2014-01-01 | 2014-12-31 | Hourly | 0.4 | 0.4 | 0.4 | 0.4 | 0.4 | 0.4 | 0.4 | 0.7 | 0.9 | 0.9 | 0.9 | 0.9 | 0.9 | 0.9 | 0.9 | 0.9 | 0.6 | 0.6 | 0.6 | 0.6 | 0.6 | 0.6 | 0.6 | 0.4
Hospital_PatRoom_INFIL_SPEED | Infiltration |  | WntrDsn | 2014-01-01 | 2014-12-31 | Constant | bar: Hr 1
Hospital_PatRoom_INFIL_SPEED | Infiltration |  | SmrDsn | 2014-01-01 | 2014-12-31 | Constant | bar: Hr 1
Hospital_PatRoom_INFIL_SPEED | Infiltration |  | Sun | 2014-01-01 | 2014-12-31 | Constant | Hr 1: 0.5
Hospital_PatRoom_INFIL_SPEED | Infiltration |  | Sat | 2014-01-01 | 2014-12-31 | Constant | Hr 1: 0.5
Hospital_PatRoom_INFIL_SPEED | Infiltration |  | Wkdy ¦ Default | 2014-01-01 | 2014-12-31 | Constant | Hr 1: 0.5
Hospital_PatRoom_ACTIVITY_SPEED | Activity | W | WntrDsn | 2014-01-01 | 2014-12-31 | Constant | Hr 1: 120
Hospital_PatRoom_ACTIVITY_SPEED | Activity | W | SmrDsn | 2014-01-01 | 2014-12-31 | Constant | Hr 1: 120
Hospital_PatRoom_ACTIVITY_SPEED | Activity | W | Sun | 2014-01-01 | 2014-12-31 | Constant | Hr 1: 120
Hospital_PatRoom_ACTIVITY_SPEED | Activity | W | Sat | 2014-01-01 | 2014-12-31 | Constant | Hr 1: 120
Hospital_PatRoom_ACTIVITY_SPEED | Activity | W | Wkdy ¦ Default | 2014-01-01 | 2014-12-31 | Constant | Hr 1: 120
Hospital_PatRoom_OA_SPEED | OA Air |  | WntrDsn | 2014-01-01 | 2014-12-31 | Constant | bar: Hr 1
Hospital_PatRoom_OA_SPEED | OA Air |  | SmrDsn | 2014-01-01 | 2014-12-31 | Constant | bar: Hr 1
Hospital_PatRoom_OA_SPEED | OA Air |  | Sun | 2014-01-01 | 2014-12-31 | Constant | bar: Hr 1
Hospital_PatRoom_OA_SPEED | OA Air |  | Sat | 2014-01-01 | 2014-12-31 | Constant | bar: Hr 1
Hospital_PatRoom_OA_SPEED | OA Air |  | Wkdy ¦ Default | 2014-01-01 | 2014-12-31 | Constant | bar: Hr 1
Hospital_ER_NurseStn_CLGSETP_SPEED | Thermostat Setpoint | C | WntrDsn | 2014-01-01 | 2014-12-31 | Constant | Hr 1: 23.9
Hospital_ER_NurseStn_CLGSETP_SPEED | Thermostat Setpoint | C | SmrDsn | 2014-01-01 | 2014-12-31 | Constant | Hr 1: 23.9
Hospital_ER_NurseStn_CLGSETP_SPEED | Thermostat Setpoint | C | Sun | 2014-01-01 | 2014-12-31 | Constant | Hr 1: 23.9
Hospital_ER_NurseStn_CLGSETP_SPEED | Thermostat Setpoint | C | Sat | 2014-01-01 | 2014-12-31 | Constant | Hr 1: 23.9
Hospital_ER_NurseStn_CLGSETP_SPEED | Thermostat Setpoint | C | Wkdy ¦ Default | 2014-01-01 | 2014-12-31 | Constant | Hr 1: 23.9
Hospital_ER_NurseStn_HTGSETP_SPEED | Thermostat Setpoint | C | WntrDsn | 2014-01-01 | 2014-12-31 | Constant | Hr 1: 21.1
Hospital_ER_NurseStn_HTGSETP_SPEED | Thermostat Setpoint | C | SmrDsn | 2014-01-01 | 2014-12-31 | Constant | Hr 1: 21.1
Hospital_ER_NurseStn_HTGSETP_SPEED | Thermostat Setpoint | C | Sun | 2014-01-01 | 2014-12-31 | Constant | Hr 1: 21.1
Hospital_ER_NurseStn_HTGSETP_SPEED | Thermostat Setpoint | C | Sat | 2014-01-01 | 2014-12-31 | Constant | Hr 1: 21.1
Hospital_ER_NurseStn_HTGSETP_SPEED | Thermostat Setpoint | C | Wkdy ¦ Default | 2014-01-01 | 2014-12-31 | Constant | Hr 1: 21.1
Hospital_ER_NurseStn_OCC_SPEED | Occupancy |  | WntrDsn | 2014-01-01 | 2014-12-31 | Constant | Hr 1: 0
Hospital_ER_NurseStn_OCC_SPEED | Occupancy |  | SmrDsn | 2014-01-01 | 2014-12-31 | Constant | bar: Hr 1
Hospital_ER_NurseStn_OCC_SPEED | Occupancy |  | Sun | 2014-01-01 | 2014-12-31 | Hourly | 0.4 | 0.4 | 0.4 | 0.4 | 0.4 | 0.4 | 0.4 | 0.4 | 0.6 | 0.6 | 0.6 | 0.6 | 0.6 | 0.6 | 0.6 | 0.6 | 0.4 | 0.4 | 0.4 | 0.4 | 0.4 | 0.4 | 0.4 | 0.4
Hospital_ER_NurseStn_OCC_SPEED | Occupancy |  | Sat | 2014-01-01 | 2014-12-31 | Hourly | 0.4 | 0.4 | 0.4 | 0.4 | 0.4 | 0.4 | 0.4 | 0.5 | 0.6 | 0.6 | 0.6 | 0.6 | 0.6 | 0.6 | 0.6 | 0.6 | 0.6 | 0.5 | 0.5 | 0.4 | 0.4 | 0.4 | 0.4 | 0.4
Hospital_ER_NurseStn_OCC_SPEED | Occupancy |  | Wkdy ¦ Default | 2014-01-01 | 2014-12-31 | Hourly | 0.4 | 0.4 | 0.4 | 0.4 | 0.4 | 0.4 | 0.4 | 0.5 | 0.6 | 0.8 | 0.8 | 0.8 | 0.8 | 0.8 | 0.8 | 0.8 | 0.8 | 0.6 | 0.5 | 0.5 | 0.4 | 0.4 | 0.4 | 0.4
Hospital_ER_NurseStn_LIGHT_2007_SPEED | Lighting |  | WntrDsn | 2014-01-01 | 2014-12-31 | Constant | Hr 1: 0
Hospital_ER_NurseStn_LIGHT_2007_SPEED | Lighting |  | SmrDsn | 2014-01-01 | 2014-12-31 | Constant | bar: Hr 1
Hospital_ER_NurseStn_LIGHT_2007_SPEED | Lighting |  | Sun | 2014-01-01 | 2014-12-31 | Hourly | 0.5 | 0.5 | 0.5 | 0.5 | 0.5 | 0.5 | 0.5 | 0.5 | 0.7 | 0.7 | 0.7 | 0.7 | 0.7 | 0.7 | 0.7 | 0.7 | 0.5 | 0.5 | 0.5 | 0.5 | 0.5 | 0.5 | 0.5 | 0.5
Hospital_ER_NurseStn_LIGHT_2007_SPEED | Lighting |  | Sat | 2014-01-01 | 2014-12-31 | Hourly | 0.5 | 0.5 | 0.5 | 0.5 | 0.5 | 0.5 | 0.5 | 0.5 | 0.8 | 0.8 | 0.8 | 0.8 | 0.8 | 0.8 | 0.8 | 0.8 | 0.8 | 0.8 | 0.5 | 0.5 | 0.5 | 0.5 | 0.5 | 0.5
Hospital_ER_NurseStn_LIGHT_2007_SPEED | Lighting |  | Wkdy ¦ Default | 2014-01-01 | 2014-12-31 | Hourly | 0.5 | 0.5 | 0.5 | 0.5 | 0.5 | 0.5 | 0.5 | 0.5 | 0.9 | 0.9 | 0.9 | 0.9 | 0.9 | 0.9 | 0.9 | 0.9 | 0.5 | 0.5 | 0.5 | 0.5 | 0.5 | 0.5 | 0.5 | 0.5
Hospital_ER_NurseStn_EQUIP_2007_SPEED | Equipment |  | WntrDsn | 2014-01-01 | 2014-12-31 | Constant | Hr 1: 0
Hospital_ER_NurseStn_EQUIP_2007_SPEED | Equipment |  | SmrDsn | 2014-01-01 | 2014-12-31 | Constant | bar: Hr 1
Hospital_ER_NurseStn_EQUIP_2007_SPEED | Equipment |  | Sun | 2014-01-01 | 2014-12-31 | Hourly | 0.4 | 0.4 | 0.4 | 0.4 | 0.4 | 0.4 | 0.4 | 0.4 | 0.6 | 0.6 | 0.6 | 0.6 | 0.6 | 0.6 | 0.6 | 0.6 | 0.4 | 0.4 | 0.4 | 0.4 | 0.4 | 0.4 | 0.4 | 0.4
Hospital_ER_NurseStn_EQUIP_2007_SPEED | Equipment |  | Sat | 2014-01-01 | 2014-12-31 | Hourly | 0.4 | 0.4 | 0.4 | 0.4 | 0.4 | 0.4 | 0.4 | 0.5 | 0.65 | 0.65 | 0.65 | 0.65 | 0.65 | 0.65 | 0.65 | 0.65 | 0.65 | 0.65 | 0.4 | 0.4 | 0.4 | 0.4 | 0.4 | 0.4
Hospital_ER_NurseStn_EQUIP_2007_SPEED | Equipment |  | Wkdy ¦ Default | 2014-01-01 | 2014-12-31 | Hourly | 0.4 | 0.4 | 0.4 | 0.4 | 0.4 | 0.4 | 0.4 | 0.7 | 0.9 | 0.9 | 0.9 | 0.9 | 0.9 | 0.9 | 0.9 | 0.9 | 0.6 | 0.6 | 0.6 | 0.6 | 0.6 | 0.6 | 0.6 | 0.4
Hospital_ER_NurseStn_LIGHT_2010_SPEED | Lighting |  | WntrDsn | 2014-01-01 | 2014-12-31 | Constant | Hr 1: 0
Hospital_ER_NurseStn_LIGHT_2010_SPEED | Lighting |  | SmrDsn | 2014-01-01 | 2014-12-31 | Constant | bar: Hr 1
Hospital_ER_NurseStn_LIGHT_2010_SPEED | Lighting |  | Sun | 2014-01-01 | 2014-12-31 | Hourly | 0.5 | 0.5 | 0.5 | 0.5 | 0.5 | 0.5 | 0.5 | 0.5 | 0.7 | 0.7 | 0.7 | 0.7 | 0.7 | 0.7 | 0.7 | 0.7 | 0.5 | 0.5 | 0.5 | 0.5 | 0.5 | 0.5 | 0.5 | 0.5
Hospital_ER_NurseStn_LIGHT_2010_SPEED | Lighting |  | Sat | 2014-01-01 | 2014-12-31 | Hourly | 0.5 | 0.5 | 0.5 | 0.5 | 0.5 | 0.5 | 0.5 | 0.5 | 0.8 | 0.8 | 0.8 | 0.8 | 0.8 | 0.8 | 0.8 | 0.8 | 0.8 | 0.8 | 0.5 | 0.5 | 0.5 | 0.5 | 0.5 | 0.5
Hospital_ER_NurseStn_LIGHT_2010_SPEED | Lighting |  | Wkdy ¦ Default | 2014-01-01 | 2014-12-31 | Hourly | 0.5 | 0.5 | 0.5 | 0.5 | 0.5 | 0.5 | 0.5 | 0.5 | 0.9 | 0.9 | 0.9 | 0.9 | 0.9 | 0.9 | 0.9 | 0.9 | 0.5 | 0.5 | 0.5 | 0.5 | 0.5 | 0.5 | 0.5 | 0.5
Hospital_ER_NurseStn_EQUIP_2010_SPEED | Equipment |  | WntrDsn | 2014-01-01 | 2014-12-31 | Constant | Hr 1: 0
Hospital_ER_NurseStn_EQUIP_2010_SPEED | Equipment |  | SmrDsn | 2014-01-01 | 2014-12-31 | Constant | bar: Hr 1
Hospital_ER_NurseStn_EQUIP_2010_SPEED | Equipment |  | Sun | 2014-01-01 | 2014-12-31 | Hourly | 0.4 | 0.4 | 0.4 | 0.4 | 0.4 | 0.4 | 0.4 | 0.4 | 0.6 | 0.6 | 0.6 | 0.6 | 0.6 | 0.6 | 0.6 | 0.6 | 0.4 | 0.4 | 0.4 | 0.4 | 0.4 | 0.4 | 0.4 | 0.4
Hospital_ER_NurseStn_EQUIP_2010_SPEED | Equipment |  | Sat | 2014-01-01 | 2014-12-31 | Hourly | 0.4 | 0.4 | 0.4 | 0.4 | 0.4 | 0.4 | 0.4 | 0.5 | 0.65 | 0.65 | 0.65 | 0.65 | 0.65 | 0.65 | 0.65 | 0.65 | 0.65 | 0.65 | 0.4 | 0.4 | 0.4 | 0.4 | 0.4 | 0.4
Hospital_ER_NurseStn_EQUIP_2010_SPEED | Equipment |  | Wkdy ¦ Default | 2014-01-01 | 2014-12-31 | Hourly | 0.4 | 0.4 | 0.4 | 0.4 | 0.4 | 0.4 | 0.4 | 0.7 | 0.9 | 0.9 | 0.9 | 0.9 | 0.9 | 0.9 | 0.9 | 0.9 | 0.6 | 0.6 | 0.6 | 0.6 | 0.6 | 0.6 | 0.6 | 0.4
Hospital_ER_NurseStn_LIGHT_2013_SPEED | Lighting |  | WntrDsn | 2014-01-01 | 2014-12-31 | Constant | Hr 1: 0
Hospital_ER_NurseStn_LIGHT_2013_SPEED | Lighting |  | SmrDsn | 2014-01-01 | 2014-12-31 | Constant | bar: Hr 1
Hospital_ER_NurseStn_LIGHT_2013_SPEED | Lighting |  | Sun | 2014-01-01 | 2014-12-31 | Hourly | 0.5 | 0.5 | 0.5 | 0.5 | 0.5 | 0.5 | 0.5 | 0.5 | 0.7 | 0.7 | 0.7 | 0.7 | 0.7 | 0.7 | 0.7 | 0.7 | 0.5 | 0.5 | 0.5 | 0.5 | 0.5 | 0.5 | 0.5 | 0.5
Hospital_ER_NurseStn_LIGHT_2013_SPEED | Lighting |  | Sat | 2014-01-01 | 2014-12-31 | Hourly | 0.5 | 0.5 | 0.5 | 0.5 | 0.5 | 0.5 | 0.5 | 0.5 | 0.8 | 0.8 | 0.8 | 0.8 | 0.8 | 0.8 | 0.8 | 0.8 | 0.8 | 0.8 | 0.5 | 0.5 | 0.5 | 0.5 | 0.5 | 0.5
Hospital_ER_NurseStn_LIGHT_2013_SPEED | Lighting |  | Wkdy ¦ Default | 2014-01-01 | 2014-12-31 | Hourly | 0.5 | 0.5 | 0.5 | 0.5 | 0.5 | 0.5 | 0.5 | 0.5 | 0.9 | 0.9 | 0.9 | 0.9 | 0.9 | 0.9 | 0.9 | 0.9 | 0.5 | 0.5 | 0.5 | 0.5 | 0.5 | 0.5 | 0.5 | 0.5
Hospital_ER_NurseStn_EQUIP_2013_SPEED | Equipment |  | WntrDsn | 2014-01-01 | 2014-12-31 | Constant | Hr 1: 0
Hospital_ER_NurseStn_EQUIP_2013_SPEED | Equipment |  | SmrDsn | 2014-01-01 | 2014-12-31 | Constant | bar: Hr 1
Hospital_ER_NurseStn_EQUIP_2013_SPEED | Equipment |  | Sun | 2014-01-01 | 2014-12-31 | Hourly | 0.4 | 0.4 | 0.4 | 0.4 | 0.4 | 0.4 | 0.4 | 0.4 | 0.6 | 0.6 | 0.6 | 0.6 | 0.6 | 0.6 | 0.6 | 0.6 | 0.4 | 0.4 | 0.4 | 0.4 | 0.4 | 0.4 | 0.4 | 0.4
Hospital_ER_NurseStn_EQUIP_2013_SPEED | Equipment |  | Sat | 2014-01-01 | 2014-12-31 | Hourly | 0.4 | 0.4 | 0.4 | 0.4 | 0.4 | 0.4 | 0.4 | 0.5 | 0.65 | 0.65 | 0.65 | 0.65 | 0.65 | 0.65 | 0.65 | 0.65 | 0.65 | 0.65 | 0.4 | 0.4 | 0.4 | 0.4 | 0.4 | 0.4
Hospital_ER_NurseStn_EQUIP_2013_SPEED | Equipment |  | Wkdy ¦ Default | 2014-01-01 | 2014-12-31 | Hourly | 0.4 | 0.4 | 0.4 | 0.4 | 0.4 | 0.4 | 0.4 | 0.7 | 0.9 | 0.9 | 0.9 | 0.9 | 0.9 | 0.9 | 0.9 | 0.9 | 0.6 | 0.6 | 0.6 | 0.6 | 0.6 | 0.6 | 0.6 | 0.4
Hospital_ER_NurseStn_INFIL_SPEED | Infiltration |  | WntrDsn | 2014-01-01 | 2014-12-31 | Constant | bar: Hr 1
Hospital_ER_NurseStn_INFIL_SPEED | Infiltration |  | SmrDsn | 2014-01-01 | 2014-12-31 | Constant | bar: Hr 1
Hospital_ER_NurseStn_INFIL_SPEED | Infiltration |  | Sun | 2014-01-01 | 2014-12-31 | Constant | Hr 1: 0.5
Hospital_ER_NurseStn_INFIL_SPEED | Infiltration |  | Sat | 2014-01-01 | 2014-12-31 | Constant | Hr 1: 0.5
Hospital_ER_NurseStn_INFIL_SPEED | Infiltration |  | Wkdy ¦ Default | 2014-01-01 | 2014-12-31 | Constant | Hr 1: 0.5
Hospital_ER_NurseStn_ACTIVITY_SPEED | Activity | W | WntrDsn | 2014-01-01 | 2014-12-31 | Constant | Hr 1: 120
Hospital_ER_NurseStn_ACTIVITY_SPEED | Activity | W | SmrDsn | 2014-01-01 | 2014-12-31 | Constant | Hr 1: 120
Hospital_ER_NurseStn_ACTIVITY_SPEED | Activity | W | Sun | 2014-01-01 | 2014-12-31 | Constant | Hr 1: 120
Hospital_ER_NurseStn_ACTIVITY_SPEED | Activity | W | Sat | 2014-01-01 | 2014-12-31 | Constant | Hr 1: 120
Hospital_ER_NurseStn_ACTIVITY_SPEED | Activity | W | Wkdy ¦ Default | 2014-01-01 | 2014-12-31 | Constant | Hr 1: 120
Hospital_ER_NurseStn_OA_SPEED | OA Air |  | WntrDsn | 2014-01-01 | 2014-12-31 | Constant | bar: Hr 1
Hospital_ER_NurseStn_OA_SPEED | OA Air |  | SmrDsn | 2014-01-01 | 2014-12-31 | Constant | bar: Hr 1
Hospital_ER_NurseStn_OA_SPEED | OA Air |  | Sun | 2014-01-01 | 2014-12-31 | Constant | bar: Hr 1
Hospital_ER_NurseStn_OA_SPEED | OA Air |  | Sat | 2014-01-01 | 2014-12-31 | Constant | bar: Hr 1
Hospital_ER_NurseStn_OA_SPEED | OA Air |  | Wkdy ¦ Default | 2014-01-01 | 2014-12-31 | Constant | bar: Hr 1
Hospital_NurseStn_CLGSETP_SPEED | Thermostat Setpoint | C | WntrDsn | 2014-01-01 | 2014-12-31 | Constant | Hr 1: 23.9
Hospital_NurseStn_CLGSETP_SPEED | Thermostat Setpoint | C | SmrDsn | 2014-01-01 | 2014-12-31 | Constant | Hr 1: 23.9
Hospital_NurseStn_CLGSETP_SPEED | Thermostat Setpoint | C | Sun | 2014-01-01 | 2014-12-31 | Constant | Hr 1: 23.9
Hospital_NurseStn_CLGSETP_SPEED | Thermostat Setpoint | C | Sat | 2014-01-01 | 2014-12-31 | Constant | Hr 1: 23.9
Hospital_NurseStn_CLGSETP_SPEED | Thermostat Setpoint | C | Wkdy ¦ Default | 2014-01-01 | 2014-12-31 | Constant | Hr 1: 23.9
Hospital_NurseStn_HTGSETP_SPEED | Thermostat Setpoint | C | WntrDsn | 2014-01-01 | 2014-12-31 | Constant | Hr 1: 21.1
Hospital_NurseStn_HTGSETP_SPEED | Thermostat Setpoint | C | SmrDsn | 2014-01-01 | 2014-12-31 | Constant | Hr 1: 21.1
Hospital_NurseStn_HTGSETP_SPEED | Thermostat Setpoint | C | Sun | 2014-01-01 | 2014-12-31 | Constant | Hr 1: 21.1
Hospital_NurseStn_HTGSETP_SPEED | Thermostat Setpoint | C | Sat | 2014-01-01 | 2014-12-31 | Constant | Hr 1: 21.1
Hospital_NurseStn_HTGSETP_SPEED | Thermostat Setpoint | C | Wkdy ¦ Default | 2014-01-01 | 2014-12-31 | Constant | Hr 1: 21.1
Hospital_NurseStn_OCC_SPEED | Occupancy |  | WntrDsn | 2014-01-01 | 2014-12-31 | Constant | Hr 1: 0
Hospital_NurseStn_OCC_SPEED | Occupancy |  | SmrDsn | 2014-01-01 | 2014-12-31 | Constant | bar: Hr 1
Hospital_NurseStn_OCC_SPEED | Occupancy |  | Sun | 2014-01-01 | 2014-12-31 | Hourly | 0.4 | 0.4 | 0.4 | 0.4 | 0.4 | 0.4 | 0.4 | 0.4 | 0.6 | 0.6 | 0.6 | 0.6 | 0.6 | 0.6 | 0.6 | 0.6 | 0.4 | 0.4 | 0.4 | 0.4 | 0.4 | 0.4 | 0.4 | 0.4
Hospital_NurseStn_OCC_SPEED | Occupancy |  | Sat | 2014-01-01 | 2014-12-31 | Hourly | 0.4 | 0.4 | 0.4 | 0.4 | 0.4 | 0.4 | 0.4 | 0.5 | 0.6 | 0.6 | 0.6 | 0.6 | 0.6 | 0.6 | 0.6 | 0.6 | 0.6 | 0.5 | 0.5 | 0.4 | 0.4 | 0.4 | 0.4 | 0.4
Hospital_NurseStn_OCC_SPEED | Occupancy |  | Wkdy ¦ Default | 2014-01-01 | 2014-12-31 | Hourly | 0.4 | 0.4 | 0.4 | 0.4 | 0.4 | 0.4 | 0.4 | 0.5 | 0.6 | 0.8 | 0.8 | 0.8 | 0.8 | 0.8 | 0.8 | 0.8 | 0.8 | 0.6 | 0.5 | 0.5 | 0.4 | 0.4 | 0.4 | 0.4
Hospital_NurseStn_LIGHT_2007_SPEED | Lighting |  | WntrDsn | 2014-01-01 | 2014-12-31 | Constant | Hr 1: 0
Hospital_NurseStn_LIGHT_2007_SPEED | Lighting |  | SmrDsn | 2014-01-01 | 2014-12-31 | Constant | bar: Hr 1
Hospital_NurseStn_LIGHT_2007_SPEED | Lighting |  | Sun | 2014-01-01 | 2014-12-31 | Hourly | 0.5 | 0.5 | 0.5 | 0.5 | 0.5 | 0.5 | 0.5 | 0.5 | 0.7 | 0.7 | 0.7 | 0.7 | 0.7 | 0.7 | 0.7 | 0.7 | 0.5 | 0.5 | 0.5 | 0.5 | 0.5 | 0.5 | 0.5 | 0.5
Hospital_NurseStn_LIGHT_2007_SPEED | Lighting |  | Sat | 2014-01-01 | 2014-12-31 | Hourly | 0.5 | 0.5 | 0.5 | 0.5 | 0.5 | 0.5 | 0.5 | 0.5 | 0.8 | 0.8 | 0.8 | 0.8 | 0.8 | 0.8 | 0.8 | 0.8 | 0.8 | 0.8 | 0.5 | 0.5 | 0.5 | 0.5 | 0.5 | 0.5
Hospital_NurseStn_LIGHT_2007_SPEED | Lighting |  | Wkdy ¦ Default | 2014-01-01 | 2014-12-31 | Hourly | 0.5 | 0.5 | 0.5 | 0.5 | 0.5 | 0.5 | 0.5 | 0.5 | 0.9 | 0.9 | 0.9 | 0.9 | 0.9 | 0.9 | 0.9 | 0.9 | 0.5 | 0.5 | 0.5 | 0.5 | 0.5 | 0.5 | 0.5 | 0.5
Hospital_NurseStn_EQUIP_2007_SPEED | Equipment |  | WntrDsn | 2014-01-01 | 2014-12-31 | Constant | Hr 1: 0
Hospital_NurseStn_EQUIP_2007_SPEED | Equipment |  | SmrDsn | 2014-01-01 | 2014-12-31 | Constant | bar: Hr 1
Hospital_NurseStn_EQUIP_2007_SPEED | Equipment |  | Sun | 2014-01-01 | 2014-12-31 | Hourly | 0.26195 | 0.26195 | 0.26195 | 0.26195 | 0.26195 | 0.26195 | 0.26195 | 0.26195 | 0.34927 | 0.34927 | 0.34927 | 0.34927 | 0.34927 | 0.34927 | 0.34927 | 0.34927 | 0.26195 | 0.26195 | 0.26195 | 0.26195 | 0.26195 | 0.26195 | 0.26195 | 0.26195
Hospital_NurseStn_EQUIP_2007_SPEED | Equipment |  | Sat | 2014-01-01 | 2014-12-31 | Hourly | 0.34927 | 0.34927 | 0.34927 | 0.34927 | 0.34927 | 0.34927 | 0.34927 | 0.487 | 0.6331 | 0.6331 | 0.6331 | 0.6331 | 0.6331 | 0.6331 | 0.6331 | 0.6331 | 0.6331 | 0.6331 | 0.34927 | 0.34927 | 0.34927 | 0.34927 | 0.34927 | 0.34927
Hospital_NurseStn_EQUIP_2007_SPEED | Equipment |  | Wkdy ¦ Default | 2014-01-01 | 2014-12-31 | Hourly | 0.34927 | 0.34927 | 0.34927 | 0.34927 | 0.34927 | 0.34927 | 0.34927 | 0.6818 | 0.8766 | 0.8766 | 0.8766 | 0.8766 | 0.8766 | 0.8766 | 0.8766 | 0.8766 | 0.5844 | 0.5844 | 0.5844 | 0.5844 | 0.5844 | 0.5844 | 0.5239 | 0.34927
Hospital_NurseStn_LIGHT_2010_SPEED | Lighting |  | WntrDsn | 2014-01-01 | 2014-12-31 | Constant | Hr 1: 0
Hospital_NurseStn_LIGHT_2010_SPEED | Lighting |  | SmrDsn | 2014-01-01 | 2014-12-31 | Constant | bar: Hr 1
Hospital_NurseStn_LIGHT_2010_SPEED | Lighting |  | Sun | 2014-01-01 | 2014-12-31 | Hourly | 0.5 | 0.5 | 0.5 | 0.5 | 0.5 | 0.5 | 0.5 | 0.5 | 0.7 | 0.7 | 0.7 | 0.7 | 0.7 | 0.7 | 0.7 | 0.7 | 0.5 | 0.5 | 0.5 | 0.5 | 0.5 | 0.5 | 0.5 | 0.5
Hospital_NurseStn_LIGHT_2010_SPEED | Lighting |  | Sat | 2014-01-01 | 2014-12-31 | Hourly | 0.5 | 0.5 | 0.5 | 0.5 | 0.5 | 0.5 | 0.5 | 0.5 | 0.8 | 0.8 | 0.8 | 0.8 | 0.8 | 0.8 | 0.8 | 0.8 | 0.8 | 0.8 | 0.5 | 0.5 | 0.5 | 0.5 | 0.5 | 0.5
Hospital_NurseStn_LIGHT_2010_SPEED | Lighting |  | Wkdy ¦ Default | 2014-01-01 | 2014-12-31 | Hourly | 0.5 | 0.5 | 0.5 | 0.5 | 0.5 | 0.5 | 0.5 | 0.5 | 0.9 | 0.9 | 0.9 | 0.9 | 0.9 | 0.9 | 0.9 | 0.9 | 0.5 | 0.5 | 0.5 | 0.5 | 0.5 | 0.5 | 0.5 | 0.5
Hospital_NurseStn_EQUIP_2010_SPEED | Equipment |  | WntrDsn | 2014-01-01 | 2014-12-31 | Constant | Hr 1: 0
Hospital_NurseStn_EQUIP_2010_SPEED | Equipment |  | SmrDsn | 2014-01-01 | 2014-12-31 | Constant | bar: Hr 1
Hospital_NurseStn_EQUIP_2010_SPEED | Equipment |  | Sun | 2014-01-01 | 2014-12-31 | Hourly | 0.26195 | 0.26195 | 0.26195 | 0.26195 | 0.26195 | 0.26195 | 0.26195 | 0.26195 | 0.34927 | 0.34927 | 0.34927 | 0.34927 | 0.34927 | 0.34927 | 0.34927 | 0.34927 | 0.26195 | 0.26195 | 0.26195 | 0.26195 | 0.26195 | 0.26195 | 0.26195 | 0.26195
Hospital_NurseStn_EQUIP_2010_SPEED | Equipment |  | Sat | 2014-01-01 | 2014-12-31 | Hourly | 0.34927 | 0.34927 | 0.34927 | 0.34927 | 0.34927 | 0.34927 | 0.34927 | 0.487 | 0.6331 | 0.6331 | 0.6331 | 0.6331 | 0.6331 | 0.6331 | 0.6331 | 0.6331 | 0.6331 | 0.6331 | 0.34927 | 0.34927 | 0.34927 | 0.34927 | 0.34927 | 0.34927
Hospital_NurseStn_EQUIP_2010_SPEED | Equipment |  | Wkdy ¦ Default | 2014-01-01 | 2014-12-31 | Hourly | 0.34927 | 0.34927 | 0.34927 | 0.34927 | 0.34927 | 0.34927 | 0.34927 | 0.6818 | 0.8766 | 0.8766 | 0.8766 | 0.8766 | 0.8766 | 0.8766 | 0.8766 | 0.8766 | 0.5844 | 0.5844 | 0.5844 | 0.5844 | 0.5844 | 0.5844 | 0.5239 | 0.34927
Hospital_NurseStn_LIGHT_2013_SPEED | Lighting |  | WntrDsn | 2014-01-01 | 2014-12-31 | Constant | Hr 1: 0
Hospital_NurseStn_LIGHT_2013_SPEED | Lighting |  | SmrDsn | 2014-01-01 | 2014-12-31 | Constant | bar: Hr 1
Hospital_NurseStn_LIGHT_2013_SPEED | Lighting |  | Sun | 2014-01-01 | 2014-12-31 | Hourly | 0.5 | 0.5 | 0.5 | 0.5 | 0.5 | 0.5 | 0.5 | 0.5 | 0.7 | 0.7 | 0.7 | 0.7 | 0.7 | 0.7 | 0.7 | 0.7 | 0.5 | 0.5 | 0.5 | 0.5 | 0.5 | 0.5 | 0.5 | 0.5
Hospital_NurseStn_LIGHT_2013_SPEED | Lighting |  | Sat | 2014-01-01 | 2014-12-31 | Hourly | 0.5 | 0.5 | 0.5 | 0.5 | 0.5 | 0.5 | 0.5 | 0.5 | 0.8 | 0.8 | 0.8 | 0.8 | 0.8 | 0.8 | 0.8 | 0.8 | 0.8 | 0.8 | 0.5 | 0.5 | 0.5 | 0.5 | 0.5 | 0.5
Hospital_NurseStn_LIGHT_2013_SPEED | Lighting |  | Wkdy ¦ Default | 2014-01-01 | 2014-12-31 | Hourly | 0.5 | 0.5 | 0.5 | 0.5 | 0.5 | 0.5 | 0.5 | 0.5 | 0.9 | 0.9 | 0.9 | 0.9 | 0.9 | 0.9 | 0.9 | 0.9 | 0.5 | 0.5 | 0.5 | 0.5 | 0.5 | 0.5 | 0.5 | 0.5
Hospital_NurseStn_EQUIP_2013_SPEED | Equipment |  | WntrDsn | 2014-01-01 | 2014-12-31 | Constant | Hr 1: 0
Hospital_NurseStn_EQUIP_2013_SPEED | Equipment |  | SmrDsn | 2014-01-01 | 2014-12-31 | Constant | bar: Hr 1
Hospital_NurseStn_EQUIP_2013_SPEED | Equipment |  | Sun | 2014-01-01 | 2014-12-31 | Hourly | 0.4 | 0.4 | 0.4 | 0.4 | 0.4 | 0.4 | 0.4 | 0.4 | 0.6 | 0.6 | 0.6 | 0.6 | 0.6 | 0.6 | 0.6 | 0.6 | 0.4 | 0.4 | 0.4 | 0.4 | 0.4 | 0.4 | 0.4 | 0.4
Hospital_NurseStn_EQUIP_2013_SPEED | Equipment |  | Sat | 2014-01-01 | 2014-12-31 | Hourly | 0.4 | 0.4 | 0.4 | 0.4 | 0.4 | 0.4 | 0.4 | 0.5 | 0.65 | 0.65 | 0.65 | 0.65 | 0.65 | 0.65 | 0.65 | 0.65 | 0.65 | 0.65 | 0.4 | 0.4 | 0.4 | 0.4 | 0.4 | 0.4
Hospital_NurseStn_EQUIP_2013_SPEED | Equipment |  | Wkdy ¦ Default | 2014-01-01 | 2014-12-31 | Hourly | 0.4 | 0.4 | 0.4 | 0.4 | 0.4 | 0.4 | 0.4 | 0.7 | 0.9 | 0.9 | 0.9 | 0.9 | 0.9 | 0.9 | 0.9 | 0.9 | 0.6 | 0.6 | 0.6 | 0.6 | 0.6 | 0.6 | 0.6 | 0.4
Hospital_NurseStn_INFIL_SPEED | Infiltration |  | WntrDsn | 2014-01-01 | 2014-12-31 | Constant | bar: Hr 1
Hospital_NurseStn_INFIL_SPEED | Infiltration |  | SmrDsn | 2014-01-01 | 2014-12-31 | Constant | bar: Hr 1
Hospital_NurseStn_INFIL_SPEED | Infiltration |  | Sun | 2014-01-01 | 2014-12-31 | Constant | Hr 1: 0.5
Hospital_NurseStn_INFIL_SPEED | Infiltration |  | Sat | 2014-01-01 | 2014-12-31 | Constant | Hr 1: 0.5
Hospital_NurseStn_INFIL_SPEED | Infiltration |  | Wkdy ¦ Default | 2014-01-01 | 2014-12-31 | Constant | Hr 1: 0.5
Hospital_NurseStn_ACTIVITY_SPEED | Activity | W | WntrDsn | 2014-01-01 | 2014-12-31 | Constant | Hr 1: 120
Hospital_NurseStn_ACTIVITY_SPEED | Activity | W | SmrDsn | 2014-01-01 | 2014-12-31 | Constant | Hr 1: 120
Hospital_NurseStn_ACTIVITY_SPEED | Activity | W | Sun | 2014-01-01 | 2014-12-31 | Constant | Hr 1: 120
Hospital_NurseStn_ACTIVITY_SPEED | Activity | W | Sat | 2014-01-01 | 2014-12-31 | Constant | Hr 1: 120
Hospital_NurseStn_ACTIVITY_SPEED | Activity | W | Wkdy ¦ Default | 2014-01-01 | 2014-12-31 | Constant | Hr 1: 120
Hospital_NurseStn_OA_SPEED | OA Air |  | WntrDsn | 2014-01-01 | 2014-12-31 | Constant | bar: Hr 1
Hospital_NurseStn_OA_SPEED | OA Air |  | SmrDsn | 2014-01-01 | 2014-12-31 | Constant | bar: Hr 1
Hospital_NurseStn_OA_SPEED | OA Air |  | Sun | 2014-01-01 | 2014-12-31 | Constant | bar: Hr 1
Hospital_NurseStn_OA_SPEED | OA Air |  | Sat | 2014-01-01 | 2014-12-31 | Constant | bar: Hr 1
Hospital_NurseStn_OA_SPEED | OA Air |  | Wkdy ¦ Default | 2014-01-01 | 2014-12-31 | Constant | bar: Hr 1
Outpatient_Anesthesia_CLGSETP_SPEED | Thermostat Setpoint | C | WntrDsn | 2014-01-01 | 2014-12-31 | Constant | Hr 1: 23.9
Outpatient_Anesthesia_CLGSETP_SPEED | Thermostat Setpoint | C | SmrDsn | 2014-01-01 | 2014-12-31 | Constant | Hr 1: 23.9
Outpatient_Anesthesia_CLGSETP_SPEED | Thermostat Setpoint | C | Sun | 2014-01-01 | 2014-12-31 | Hourly | 25.6 | 25.6 | 25.6 | 25.6 | 25.6 | 25.6 | 25.6 | 25.6 | 25.6 | 25.6 | 25.6 | 25.6 | 25.6 | 25.6 | 25.6 | 25.6 | 25.6 | 25.6 | 25.6 | 25.6 | 25.6 | 25.6 | 25.6 | 25.6
Outpatient_Anesthesia_CLGSETP_SPEED | Thermostat Setpoint | C | Sat | 2014-01-01 | 2014-12-31 | Hourly | 25.6 | 25.6 | 25.6 | 25.6 | 25.6 | 25.6 | 25.6 | 23.9 | 23.9 | 23.9 | 23.9 | 23.9 | 23.9 | 23.9 | 23.9 | 23.9 | 23.9 | 23.9 | 23.9 | 23.9 | 25.6 | 25.6 | 25.6 | 25.6
Outpatient_Anesthesia_CLGSETP_SPEED | Thermostat Setpoint | C | Wkdy ¦ Default | 2014-01-01 | 2014-12-31 | Hourly | 25.6 | 25.6 | 25.6 | 25.6 | 23.9 | 23.9 | 23.9 | 23.9 | 23.9 | 23.9 | 23.9 | 23.9 | 23.9 | 23.9 | 23.9 | 23.9 | 23.9 | 23.9 | 23.9 | 23.9 | 23.9 | 23.9 | 25.6 | 25.6
Outpatient_Anesthesia_HTGSETP_SPEED | Thermostat Setpoint | C | WntrDsn | 2014-01-01 | 2014-12-31 | Constant | Hr 1: 21.1
Outpatient_Anesthesia_HTGSETP_SPEED | Thermostat Setpoint | C | SmrDsn | 2014-01-01 | 2014-12-31 | Constant | Hr 1: 21.1
Outpatient_Anesthesia_HTGSETP_SPEED | Thermostat Setpoint | C | Sun | 2014-01-01 | 2014-12-31 | Hourly | 19.4 | 19.4 | 19.4 | 19.4 | 19.4 | 19.4 | 19.4 | 19.4 | 19.4 | 19.4 | 19.4 | 19.4 | 19.4 | 19.4 | 19.4 | 19.4 | 19.4 | 19.4 | 19.4 | 19.4 | 19.4 | 19.4 | 19.4 | 19.4
Outpatient_Anesthesia_HTGSETP_SPEED | Thermostat Setpoint | C | Sat | 2014-01-01 | 2014-12-31 | Hourly | 19.4 | 19.4 | 19.4 | 19.4 | 19.4 | 19.4 | 19.4 | 21.1 | 21.1 | 21.1 | 21.1 | 21.1 | 21.1 | 21.1 | 21.1 | 21.1 | 21.1 | 21.1 | 21.1 | 21.1 | 19.4 | 19.4 | 19.4 | 19.4
Outpatient_Anesthesia_HTGSETP_SPEED | Thermostat Setpoint | C | Wkdy ¦ Default | 2014-01-01 | 2014-12-31 | Hourly | 19.4 | 19.4 | 19.4 | 19.4 | 21.1 | 21.1 | 21.1 | 21.1 | 21.1 | 21.1 | 21.1 | 21.1 | 21.1 | 21.1 | 21.1 | 21.1 | 21.1 | 21.1 | 21.1 | 21.1 | 21.1 | 21.1 | 19.4 | 19.4
Outpatient_Anesthesia_OCC_SPEED | Occupancy |  | WntrDsn | 2014-01-01 | 2014-12-31 | Constant | Hr 1: 0
Outpatient_Anesthesia_OCC_SPEED | Occupancy |  | SmrDsn | 2014-01-01 | 2014-12-31 | Constant | bar: Hr 1
Outpatient_Anesthesia_OCC_SPEED | Occupancy |  | Sun | 2014-01-01 | 2014-12-31 | Hourly | 0 | 0 | 0 | 0 | 0 | 0 | 0 | 0 | 0.05 | 0.05 | 0.05 | 0.05 | 0.05 | 0.05 | 0.05 | 0.05 | 0.05 | 0 | 0 | 0 | 0 | 0 | 0 | 0
Outpatient_Anesthesia_OCC_SPEED | Occupancy |  | Sat | 2014-01-01 | 2014-12-31 | Hourly | 0.05 | 0.05 | 0.05 | 0.05 | 0.05 | 0.05 | 0.05 | 0.2 | 0.2 | 0.3 | 0.3 | 0.3 | 0.3 | 0.3 | 0.3 | 0.2 | 0.2 | 0.2 | 0.2 | 0.2 | 0.05 | 0.05 | 0.05 | 0.05
Outpatient_Anesthesia_OCC_SPEED | Occupancy |  | Wkdy ¦ Default | 2014-01-01 | 2014-12-31 | Hourly | 0.05 | 0.05 | 0.05 | 0.05 | 0.2 | 0.2 | 0.5 | 0.9 | 0.9 | 0.9 | 0.9 | 0.9 | 0.9 | 0.9 | 0.9 | 0.9 | 0.9 | 0.9 | 0.5 | 0.5 | 0.2 | 0.2 | 0.05 | 0.05
Outpatient_Anesthesia_LIGHT_2007_SPEED | Lighting |  | WntrDsn | 2014-01-01 | 2014-12-31 | Constant | Hr 1: 0
Outpatient_Anesthesia_LIGHT_2007_SPEED | Lighting |  | SmrDsn | 2014-01-01 | 2014-12-31 | Constant | bar: Hr 1
Outpatient_Anesthesia_LIGHT_2007_SPEED | Lighting |  | Sun | 2014-01-01 | 2014-12-31 | Hourly | 0.05 | 0.05 | 0.05 | 0.05 | 0.05 | 0.05 | 0.05 | 0.05 | 0.1 | 0.1 | 0.1 | 0.1 | 0.1 | 0.1 | 0.1 | 0.1 | 0.1 | 0.05 | 0.05 | 0.05 | 0.05 | 0.05 | 0.05 | 0.05
Outpatient_Anesthesia_LIGHT_2007_SPEED | Lighting |  | Sat | 2014-01-01 | 2014-12-31 | Hourly | 0.1 | 0.1 | 0.1 | 0.1 | 0.1 | 0.1 | 0.1 | 0.3 | 0.3 | 0.4 | 0.4 | 0.4 | 0.4 | 0.4 | 0.4 | 0.3 | 0.3 | 0.3 | 0.3 | 0.3 | 0.1 | 0.1 | 0.1 | 0.1
Outpatient_Anesthesia_LIGHT_2007_SPEED | Lighting |  | Wkdy ¦ Default | 2014-01-01 | 2014-12-31 | Hourly | 0.1 | 0.1 | 0.1 | 0.1 | 0.3 | 0.3 | 0.6 | 0.9 | 0.9 | 0.9 | 0.9 | 0.9 | 0.9 | 0.9 | 0.9 | 0.9 | 0.9 | 0.9 | 0.6 | 0.6 | 0.3 | 0.3 | 0.1 | 0.1
Outpatient_Anesthesia_EQUIP_2007_SPEED | Equipment |  | WntrDsn | 2014-01-01 | 2014-12-31 | Constant | Hr 1: 0
Outpatient_Anesthesia_EQUIP_2007_SPEED | Equipment |  | SmrDsn | 2014-01-01 | 2014-12-31 | Constant | bar: Hr 1
Outpatient_Anesthesia_EQUIP_2007_SPEED | Equipment |  | Sun | 2014-01-01 | 2014-12-31 | Hourly | 0.3 | 0.3 | 0.3 | 0.3 | 0.3 | 0.3 | 0.3 | 0.3 | 0.5 | 0.5 | 0.5 | 0.5 | 0.5 | 0.5 | 0.5 | 0.5 | 0.5 | 0.3 | 0.3 | 0.3 | 0.3 | 0.3 | 0.3 | 0.3
Outpatient_Anesthesia_EQUIP_2007_SPEED | Equipment |  | Sat | 2014-01-01 | 2014-12-31 | Hourly | 0.3 | 0.3 | 0.3 | 0.3 | 0.3 | 0.3 | 0.3 | 0.5 | 0.5 | 0.8 | 0.8 | 0.8 | 0.8 | 0.8 | 0.8 | 0.5 | 0.5 | 0.5 | 0.5 | 0.5 | 0.3 | 0.3 | 0.3 | 0.3
Outpatient_Anesthesia_EQUIP_2007_SPEED | Equipment |  | Wkdy ¦ Default | 2014-01-01 | 2014-12-31 | Hourly | 0.3 | 0.3 | 0.3 | 0.3 | 0.5 | 0.5 | 1 | 1 | 1 | 1 | 1 | 1 | 1 | 1 | 1 | 1 | 1 | 1 | 0.5 | 0.5 | 0.3 | 0.3 | 0.3 | 0.3
Outpatient_Anesthesia_LIGHT_2010_SPEED | Lighting |  | WntrDsn | 2014-01-01 | 2014-12-31 | Constant | Hr 1: 0
Outpatient_Anesthesia_LIGHT_2010_SPEED | Lighting |  | SmrDsn | 2014-01-01 | 2014-12-31 | Constant | bar: Hr 1
Outpatient_Anesthesia_LIGHT_2010_SPEED | Lighting |  | Sun | 2014-01-01 | 2014-12-31 | Hourly | 0.05 | 0.05 | 0.05 | 0.05 | 0.05 | 0.05 | 0.05 | 0.05 | 0.1 | 0.1 | 0.1 | 0.1 | 0.1 | 0.1 | 0.1 | 0.1 | 0.1 | 0.05 | 0.05 | 0.05 | 0.05 | 0.05 | 0.05 | 0.05
Outpatient_Anesthesia_LIGHT_2010_SPEED | Lighting |  | Sat | 2014-01-01 | 2014-12-31 | Hourly | 0.1 | 0.1 | 0.1 | 0.1 | 0.1 | 0.1 | 0.1 | 0.3 | 0.3 | 0.4 | 0.4 | 0.4 | 0.4 | 0.4 | 0.4 | 0.3 | 0.3 | 0.3 | 0.3 | 0.3 | 0.1 | 0.1 | 0.1 | 0.1
Outpatient_Anesthesia_LIGHT_2010_SPEED | Lighting |  | Wkdy ¦ Default | 2014-01-01 | 2014-12-31 | Hourly | 0.1 | 0.1 | 0.1 | 0.1 | 0.3 | 0.3 | 0.6 | 0.9 | 0.9 | 0.9 | 0.9 | 0.9 | 0.9 | 0.9 | 0.9 | 0.9 | 0.9 | 0.9 | 0.6 | 0.6 | 0.3 | 0.3 | 0.1 | 0.1
Outpatient_Anesthesia_EQUIP_2010_SPEED | Equipment |  | WntrDsn | 2014-01-01 | 2014-12-31 | Constant | Hr 1: 0
Outpatient_Anesthesia_EQUIP_2010_SPEED | Equipment |  | SmrDsn | 2014-01-01 | 2014-12-31 | Constant | bar: Hr 1
Outpatient_Anesthesia_EQUIP_2010_SPEED | Equipment |  | Sun | 2014-01-01 | 2014-12-31 | Hourly | 0.3 | 0.3 | 0.3 | 0.3 | 0.3 | 0.3 | 0.3 | 0.3 | 0.5 | 0.5 | 0.5 | 0.5 | 0.5 | 0.5 | 0.5 | 0.5 | 0.5 | 0.3 | 0.3 | 0.3 | 0.3 | 0.3 | 0.3 | 0.3
Outpatient_Anesthesia_EQUIP_2010_SPEED | Equipment |  | Sat | 2014-01-01 | 2014-12-31 | Hourly | 0.3 | 0.3 | 0.3 | 0.3 | 0.3 | 0.3 | 0.3 | 0.5 | 0.5 | 0.8 | 0.8 | 0.8 | 0.8 | 0.8 | 0.8 | 0.5 | 0.5 | 0.5 | 0.5 | 0.5 | 0.3 | 0.3 | 0.3 | 0.3
Outpatient_Anesthesia_EQUIP_2010_SPEED | Equipment |  | Wkdy ¦ Default | 2014-01-01 | 2014-12-31 | Hourly | 0.3 | 0.3 | 0.3 | 0.3 | 0.5 | 0.5 | 1 | 1 | 1 | 1 | 1 | 1 | 1 | 1 | 1 | 1 | 1 | 1 | 0.5 | 0.5 | 0.3 | 0.3 | 0.3 | 0.3
Outpatient_Anesthesia_LIGHT_2013_SPEED | Lighting |  | WntrDsn | 2014-01-01 | 2014-12-31 | Constant | Hr 1: 0
Outpatient_Anesthesia_LIGHT_2013_SPEED | Lighting |  | SmrDsn | 2014-01-01 | 2014-12-31 | Constant | bar: Hr 1
Outpatient_Anesthesia_LIGHT_2013_SPEED | Lighting |  | Sun | 2014-01-01 | 2014-12-31 | Hourly | 0.05 | 0.05 | 0.05 | 0.05 | 0.05 | 0.05 | 0.05 | 0.05 | 0.1 | 0.1 | 0.1 | 0.1 | 0.1 | 0.1 | 0.1 | 0.1 | 0.1 | 0.05 | 0.05 | 0.05 | 0.05 | 0.05 | 0.05 | 0.05
Outpatient_Anesthesia_LIGHT_2013_SPEED | Lighting |  | Sat | 2014-01-01 | 2014-12-31 | Hourly | 0.1 | 0.1 | 0.1 | 0.1 | 0.1 | 0.1 | 0.1 | 0.3 | 0.3 | 0.4 | 0.4 | 0.4 | 0.4 | 0.4 | 0.4 | 0.3 | 0.3 | 0.3 | 0.3 | 0.3 | 0.1 | 0.1 | 0.1 | 0.1
Outpatient_Anesthesia_LIGHT_2013_SPEED | Lighting |  | Wkdy ¦ Default | 2014-01-01 | 2014-12-31 | Hourly | 0.1 | 0.1 | 0.1 | 0.1 | 0.3 | 0.3 | 0.6 | 0.9 | 0.9 | 0.9 | 0.9 | 0.9 | 0.9 | 0.9 | 0.9 | 0.9 | 0.9 | 0.9 | 0.6 | 0.6 | 0.3 | 0.3 | 0.1 | 0.1
Outpatient_Anesthesia_EQUIP_2013_SPEED | Equipment |  | WntrDsn | 2014-01-01 | 2014-12-31 | Constant | Hr 1: 0
Outpatient_Anesthesia_EQUIP_2013_SPEED | Equipment |  | SmrDsn | 2014-01-01 | 2014-12-31 | Constant | bar: Hr 1
Outpatient_Anesthesia_EQUIP_2013_SPEED | Equipment |  | Sun | 2014-01-01 | 2014-12-31 | Hourly | 0.29714 | 0.29714 | 0.29714 | 0.29714 | 0.29714 | 0.29714 | 0.29714 | 0.29714 | 0.49523 | 0.49523 | 0.49523 | 0.49523 | 0.49523 | 0.49523 | 0.49523 | 0.49523 | 0.49523 | 0.29714 | 0.29714 | 0.29714 | 0.29714 | 0.29714 | 0.29714 | 0.29714
Outpatient_Anesthesia_EQUIP_2013_SPEED | Equipment |  | Sat | 2014-01-01 | 2014-12-31 | Hourly | 0.29714 | 0.29714 | 0.29714 | 0.29714 | 0.29714 | 0.29714 | 0.29714 | 0.49523 | 0.49523 | 0.79237 | 0.79237 | 0.79237 | 0.79237 | 0.79237 | 0.79237 | 0.49523 | 0.49523 | 0.49523 | 0.49523 | 0.49523 | 0.29714 | 0.29714 | 0.29714 | 0.29714
Outpatient_Anesthesia_EQUIP_2013_SPEED | Equipment |  | Wkdy ¦ Default | 2014-01-01 | 2014-12-31 | Hourly | 0.29714 | 0.29714 | 0.29714 | 0.29714 | 0.49523 | 0.49523 | 0.99046 | 0.99046 | 0.99046 | 0.99046 | 0.99046 | 0.99046 | 0.99046 | 0.99046 | 0.99046 | 0.99046 | 0.99046 | 0.99046 | 0.49523 | 0.49523 | 0.29714 | 0.29714 | 0.29714 | 0.29714
Outpatient_Anesthesia_INFIL_SPEED | Infiltration |  | WntrDsn | 2014-01-01 | 2014-12-31 | Constant | bar: Hr 1
Outpatient_Anesthesia_INFIL_SPEED | Infiltration |  | SmrDsn | 2014-01-01 | 2014-12-31 | Constant | bar: Hr 1
Outpatient_Anesthesia_INFIL_SPEED | Infiltration |  | Sun | 2014-01-01 | 2014-12-31 | Constant | Hr 1: 0.5
Outpatient_Anesthesia_INFIL_SPEED | Infiltration |  | Sat | 2014-01-01 | 2014-12-31 | Constant | Hr 1: 0.5
Outpatient_Anesthesia_INFIL_SPEED | Infiltration |  | Wkdy ¦ Default | 2014-01-01 | 2014-12-31 | Constant | Hr 1: 0.5
Outpatient_Anesthesia_ACTIVITY_SPEED | Activity | W | WntrDsn | 2014-01-01 | 2014-12-31 | Constant | Hr 1: 120
Outpatient_Anesthesia_ACTIVITY_SPEED | Activity | W | SmrDsn | 2014-01-01 | 2014-12-31 | Constant | Hr 1: 120
Outpatient_Anesthesia_ACTIVITY_SPEED | Activity | W | Sun | 2014-01-01 | 2014-12-31 | Constant | Hr 1: 120
Outpatient_Anesthesia_ACTIVITY_SPEED | Activity | W | Sat | 2014-01-01 | 2014-12-31 | Constant | Hr 1: 120
Outpatient_Anesthesia_ACTIVITY_SPEED | Activity | W | Wkdy ¦ Default | 2014-01-01 | 2014-12-31 | Constant | Hr 1: 120
Outpatient_Anesthesia_OA_SPEED | OA Air |  | WntrDsn | 2014-01-01 | 2014-12-31 | Constant | bar: Hr 1
Outpatient_Anesthesia_OA_SPEED | OA Air |  | SmrDsn | 2014-01-01 | 2014-12-31 | Constant | bar: Hr 1
Outpatient_Anesthesia_OA_SPEED | OA Air |  | Sun | 2014-01-01 | 2014-12-31 | Hourly | 0 | 0 | 0 | 0 | 0 | 0 | 0 | 0 | 0 | 0 | 0 | 0 | 0 | 0 | 0 | 0 | 0 | 0 | 0 | 0 | 0 | 0 | 0 | 0
Outpatient_Anesthesia_OA_SPEED | OA Air |  | Sat | 2014-01-01 | 2014-12-31 | Hourly | 0 | 0 | 0 | 0 | 0 | 0 | 0 | 1 | 1 | 1 | 1 | 1 | 1 | 1 | 1 | 1 | 1 | 1 | 1 | 1 | 0 | 0 | 0 | 0
Outpatient_Anesthesia_OA_SPEED | OA Air |  | Wkdy ¦ Default | 2014-01-01 | 2014-12-31 | Hourly | 0 | 0 | 0 | 0 | 1 | 1 | 1 | 1 | 1 | 1 | 1 | 1 | 1 | 1 | 1 | 1 | 1 | 1 | 1 | 1 | 1 | 1 | 0 | 0
Outpatient_BioHazard_CLGSETP_SPEED | Thermostat Setpoint | C | WntrDsn | 2014-01-01 | 2014-12-31 | Constant | Hr 1: 23.9
Outpatient_BioHazard_CLGSETP_SPEED | Thermostat Setpoint | C | SmrDsn | 2014-01-01 | 2014-12-31 | Constant | Hr 1: 23.9
Outpatient_BioHazard_CLGSETP_SPEED | Thermostat Setpoint | C | Sun | 2014-01-01 | 2014-12-31 | Hourly | 25.6 | 25.6 | 25.6 | 25.6 | 25.6 | 25.6 | 25.6 | 25.6 | 25.6 | 25.6 | 25.6 | 25.6 | 25.6 | 25.6 | 25.6 | 25.6 | 25.6 | 25.6 | 25.6 | 25.6 | 25.6 | 25.6 | 25.6 | 25.6
Outpatient_BioHazard_CLGSETP_SPEED | Thermostat Setpoint | C | Sat | 2014-01-01 | 2014-12-31 | Hourly | 25.6 | 25.6 | 25.6 | 25.6 | 25.6 | 25.6 | 25.6 | 23.9 | 23.9 | 23.9 | 23.9 | 23.9 | 23.9 | 23.9 | 23.9 | 23.9 | 23.9 | 23.9 | 23.9 | 23.9 | 25.6 | 25.6 | 25.6 | 25.6
Outpatient_BioHazard_CLGSETP_SPEED | Thermostat Setpoint | C | Wkdy ¦ Default | 2014-01-01 | 2014-12-31 | Hourly | 25.6 | 25.6 | 25.6 | 25.6 | 23.9 | 23.9 | 23.9 | 23.9 | 23.9 | 23.9 | 23.9 | 23.9 | 23.9 | 23.9 | 23.9 | 23.9 | 23.9 | 23.9 | 23.9 | 23.9 | 23.9 | 23.9 | 25.6 | 25.6
Outpatient_BioHazard_HTGSETP_SPEED | Thermostat Setpoint | C | WntrDsn | 2014-01-01 | 2014-12-31 | Constant | Hr 1: 21.1
Outpatient_BioHazard_HTGSETP_SPEED | Thermostat Setpoint | C | SmrDsn | 2014-01-01 | 2014-12-31 | Constant | Hr 1: 21.1
Outpatient_BioHazard_HTGSETP_SPEED | Thermostat Setpoint | C | Sun | 2014-01-01 | 2014-12-31 | Hourly | 19.4 | 19.4 | 19.4 | 19.4 | 19.4 | 19.4 | 19.4 | 19.4 | 19.4 | 19.4 | 19.4 | 19.4 | 19.4 | 19.4 | 19.4 | 19.4 | 19.4 | 19.4 | 19.4 | 19.4 | 19.4 | 19.4 | 19.4 | 19.4
Outpatient_BioHazard_HTGSETP_SPEED | Thermostat Setpoint | C | Sat | 2014-01-01 | 2014-12-31 | Hourly | 19.4 | 19.4 | 19.4 | 19.4 | 19.4 | 19.4 | 19.4 | 21.1 | 21.1 | 21.1 | 21.1 | 21.1 | 21.1 | 21.1 | 21.1 | 21.1 | 21.1 | 21.1 | 21.1 | 21.1 | 19.4 | 19.4 | 19.4 | 19.4
Outpatient_BioHazard_HTGSETP_SPEED | Thermostat Setpoint | C | Wkdy ¦ Default | 2014-01-01 | 2014-12-31 | Hourly | 19.4 | 19.4 | 19.4 | 19.4 | 21.1 | 21.1 | 21.1 | 21.1 | 21.1 | 21.1 | 21.1 | 21.1 | 21.1 | 21.1 | 21.1 | 21.1 | 21.1 | 21.1 | 21.1 | 21.1 | 21.1 | 21.1 | 19.4 | 19.4
Outpatient_BioHazard_OCC_SPEED | Occupancy |  | WntrDsn | 2014-01-01 | 2014-12-31 | Constant | Hr 1: 0
Outpatient_BioHazard_OCC_SPEED | Occupancy |  | SmrDsn | 2014-01-01 | 2014-12-31 | Constant | bar: Hr 1
Outpatient_BioHazard_OCC_SPEED | Occupancy |  | Sun | 2014-01-01 | 2014-12-31 | Hourly | 0 | 0 | 0 | 0 | 0 | 0 | 0 | 0 | 0.05 | 0.05 | 0.05 | 0.05 | 0.05 | 0.05 | 0.05 | 0.05 | 0.05 | 0 | 0 | 0 | 0 | 0 | 0 | 0
Outpatient_BioHazard_OCC_SPEED | Occupancy |  | Sat | 2014-01-01 | 2014-12-31 | Hourly | 0.05 | 0.05 | 0.05 | 0.05 | 0.05 | 0.05 | 0.05 | 0.2 | 0.2 | 0.3 | 0.3 | 0.3 | 0.3 | 0.3 | 0.3 | 0.2 | 0.2 | 0.2 | 0.2 | 0.2 | 0.05 | 0.05 | 0.05 | 0.05
Outpatient_BioHazard_OCC_SPEED | Occupancy |  | Wkdy ¦ Default | 2014-01-01 | 2014-12-31 | Hourly | 0.05 | 0.05 | 0.05 | 0.05 | 0.2 | 0.2 | 0.5 | 0.9 | 0.9 | 0.9 | 0.9 | 0.9 | 0.9 | 0.9 | 0.9 | 0.9 | 0.9 | 0.9 | 0.5 | 0.5 | 0.2 | 0.2 | 0.05 | 0.05
Outpatient_BioHazard_LIGHT_2007_SPEED | Lighting |  | WntrDsn | 2014-01-01 | 2014-12-31 | Constant | Hr 1: 0
Outpatient_BioHazard_LIGHT_2007_SPEED | Lighting |  | SmrDsn | 2014-01-01 | 2014-12-31 | Constant | bar: Hr 1
Outpatient_BioHazard_LIGHT_2007_SPEED | Lighting |  | Sun | 2014-01-01 | 2014-12-31 | Hourly | 0.05 | 0.05 | 0.05 | 0.05 | 0.05 | 0.05 | 0.05 | 0.05 | 0.1 | 0.1 | 0.1 | 0.1 | 0.1 | 0.1 | 0.1 | 0.1 | 0.1 | 0.05 | 0.05 | 0.05 | 0.05 | 0.05 | 0.05 | 0.05
Outpatient_BioHazard_LIGHT_2007_SPEED | Lighting |  | Sat | 2014-01-01 | 2014-12-31 | Hourly | 0.1 | 0.1 | 0.1 | 0.1 | 0.1 | 0.1 | 0.1 | 0.3 | 0.3 | 0.4 | 0.4 | 0.4 | 0.4 | 0.4 | 0.4 | 0.3 | 0.3 | 0.3 | 0.3 | 0.3 | 0.1 | 0.1 | 0.1 | 0.1
Outpatient_BioHazard_LIGHT_2007_SPEED | Lighting |  | Wkdy ¦ Default | 2014-01-01 | 2014-12-31 | Hourly | 0.1 | 0.1 | 0.1 | 0.1 | 0.3 | 0.3 | 0.6 | 0.9 | 0.9 | 0.9 | 0.9 | 0.9 | 0.9 | 0.9 | 0.9 | 0.9 | 0.9 | 0.9 | 0.6 | 0.6 | 0.3 | 0.3 | 0.1 | 0.1
Outpatient_BioHazard_EQUIP_2007_SPEED | Equipment |  | WntrDsn | 2014-01-01 | 2014-12-31 | Constant | Hr 1: 0
Outpatient_BioHazard_EQUIP_2007_SPEED | Equipment |  | SmrDsn | 2014-01-01 | 2014-12-31 | Constant | bar: Hr 1
Outpatient_BioHazard_EQUIP_2007_SPEED | Equipment |  | Sun | 2014-01-01 | 2014-12-31 | Hourly | 0.3 | 0.3 | 0.3 | 0.3 | 0.3 | 0.3 | 0.3 | 0.3 | 0.5 | 0.5 | 0.5 | 0.5 | 0.5 | 0.5 | 0.5 | 0.5 | 0.5 | 0.3 | 0.3 | 0.3 | 0.3 | 0.3 | 0.3 | 0.3
Outpatient_BioHazard_EQUIP_2007_SPEED | Equipment |  | Sat | 2014-01-01 | 2014-12-31 | Hourly | 0.3 | 0.3 | 0.3 | 0.3 | 0.3 | 0.3 | 0.3 | 0.5 | 0.5 | 0.8 | 0.8 | 0.8 | 0.8 | 0.8 | 0.8 | 0.5 | 0.5 | 0.5 | 0.5 | 0.5 | 0.3 | 0.3 | 0.3 | 0.3
Outpatient_BioHazard_EQUIP_2007_SPEED | Equipment |  | Wkdy ¦ Default | 2014-01-01 | 2014-12-31 | Hourly | 0.3 | 0.3 | 0.3 | 0.3 | 0.5 | 0.5 | 1 | 1 | 1 | 1 | 1 | 1 | 1 | 1 | 1 | 1 | 1 | 1 | 0.5 | 0.5 | 0.3 | 0.3 | 0.3 | 0.3
Outpatient_BioHazard_LIGHT_2010_SPEED | Lighting |  | WntrDsn | 2014-01-01 | 2014-12-31 | Constant | Hr 1: 0
Outpatient_BioHazard_LIGHT_2010_SPEED | Lighting |  | SmrDsn | 2014-01-01 | 2014-12-31 | Constant | bar: Hr 1
Outpatient_BioHazard_LIGHT_2010_SPEED | Lighting |  | Sun | 2014-01-01 | 2014-12-31 | Hourly | 0.05 | 0.05 | 0.05 | 0.05 | 0.05 | 0.05 | 0.05 | 0.05 | 0.1 | 0.1 | 0.1 | 0.1 | 0.1 | 0.1 | 0.1 | 0.1 | 0.1 | 0.05 | 0.05 | 0.05 | 0.05 | 0.05 | 0.05 | 0.05
Outpatient_BioHazard_LIGHT_2010_SPEED | Lighting |  | Sat | 2014-01-01 | 2014-12-31 | Hourly | 0.1 | 0.1 | 0.1 | 0.1 | 0.1 | 0.1 | 0.1 | 0.3 | 0.3 | 0.4 | 0.4 | 0.4 | 0.4 | 0.4 | 0.4 | 0.3 | 0.3 | 0.3 | 0.3 | 0.3 | 0.1 | 0.1 | 0.1 | 0.1
Outpatient_BioHazard_LIGHT_2010_SPEED | Lighting |  | Wkdy ¦ Default | 2014-01-01 | 2014-12-31 | Hourly | 0.1 | 0.1 | 0.1 | 0.1 | 0.3 | 0.3 | 0.6 | 0.9 | 0.9 | 0.9 | 0.9 | 0.9 | 0.9 | 0.9 | 0.9 | 0.9 | 0.9 | 0.9 | 0.6 | 0.6 | 0.3 | 0.3 | 0.1 | 0.1
Outpatient_BioHazard_EQUIP_2010_SPEED | Equipment |  | WntrDsn | 2014-01-01 | 2014-12-31 | Constant | Hr 1: 0
Outpatient_BioHazard_EQUIP_2010_SPEED | Equipment |  | SmrDsn | 2014-01-01 | 2014-12-31 | Constant | bar: Hr 1
Outpatient_BioHazard_EQUIP_2010_SPEED | Equipment |  | Sun | 2014-01-01 | 2014-12-31 | Hourly | 0.3 | 0.3 | 0.3 | 0.3 | 0.3 | 0.3 | 0.3 | 0.3 | 0.5 | 0.5 | 0.5 | 0.5 | 0.5 | 0.5 | 0.5 | 0.5 | 0.5 | 0.3 | 0.3 | 0.3 | 0.3 | 0.3 | 0.3 | 0.3
Outpatient_BioHazard_EQUIP_2010_SPEED | Equipment |  | Sat | 2014-01-01 | 2014-12-31 | Hourly | 0.3 | 0.3 | 0.3 | 0.3 | 0.3 | 0.3 | 0.3 | 0.5 | 0.5 | 0.8 | 0.8 | 0.8 | 0.8 | 0.8 | 0.8 | 0.5 | 0.5 | 0.5 | 0.5 | 0.5 | 0.3 | 0.3 | 0.3 | 0.3
Outpatient_BioHazard_EQUIP_2010_SPEED | Equipment |  | Wkdy ¦ Default | 2014-01-01 | 2014-12-31 | Hourly | 0.3 | 0.3 | 0.3 | 0.3 | 0.5 | 0.5 | 1 | 1 | 1 | 1 | 1 | 1 | 1 | 1 | 1 | 1 | 1 | 1 | 0.5 | 0.5 | 0.3 | 0.3 | 0.3 | 0.3
Outpatient_BioHazard_LIGHT_2013_SPEED | Lighting |  | WntrDsn | 2014-01-01 | 2014-12-31 | Constant | Hr 1: 0
Outpatient_BioHazard_LIGHT_2013_SPEED | Lighting |  | SmrDsn | 2014-01-01 | 2014-12-31 | Constant | bar: Hr 1
Outpatient_BioHazard_LIGHT_2013_SPEED | Lighting |  | Sun | 2014-01-01 | 2014-12-31 | Hourly | 0.05 | 0.05 | 0.05 | 0.05 | 0.05 | 0.05 | 0.05 | 0.05 | 0.1 | 0.1 | 0.1 | 0.1 | 0.1 | 0.1 | 0.1 | 0.1 | 0.1 | 0.05 | 0.05 | 0.05 | 0.05 | 0.05 | 0.05 | 0.05
Outpatient_BioHazard_LIGHT_2013_SPEED | Lighting |  | Sat | 2014-01-01 | 2014-12-31 | Hourly | 0.1 | 0.1 | 0.1 | 0.1 | 0.1 | 0.1 | 0.1 | 0.3 | 0.3 | 0.4 | 0.4 | 0.4 | 0.4 | 0.4 | 0.4 | 0.3 | 0.3 | 0.3 | 0.3 | 0.3 | 0.1 | 0.1 | 0.1 | 0.1
Outpatient_BioHazard_LIGHT_2013_SPEED | Lighting |  | Wkdy ¦ Default | 2014-01-01 | 2014-12-31 | Hourly | 0.1 | 0.1 | 0.1 | 0.1 | 0.3 | 0.3 | 0.6 | 0.9 | 0.9 | 0.9 | 0.9 | 0.9 | 0.9 | 0.9 | 0.9 | 0.9 | 0.9 | 0.9 | 0.6 | 0.6 | 0.3 | 0.3 | 0.1 | 0.1
Outpatient_BioHazard_EQUIP_2013_SPEED | Equipment |  | WntrDsn | 2014-01-01 | 2014-12-31 | Constant | Hr 1: 0
Outpatient_BioHazard_EQUIP_2013_SPEED | Equipment |  | SmrDsn | 2014-01-01 | 2014-12-31 | Constant | bar: Hr 1
Outpatient_BioHazard_EQUIP_2013_SPEED | Equipment |  | Sun | 2014-01-01 | 2014-12-31 | Hourly | 0.29714 | 0.29714 | 0.29714 | 0.29714 | 0.29714 | 0.29714 | 0.29714 | 0.29714 | 0.49523 | 0.49523 | 0.49523 | 0.49523 | 0.49523 | 0.49523 | 0.49523 | 0.49523 | 0.49523 | 0.29714 | 0.29714 | 0.29714 | 0.29714 | 0.29714 | 0.29714 | 0.29714
Outpatient_BioHazard_EQUIP_2013_SPEED | Equipment |  | Sat | 2014-01-01 | 2014-12-31 | Hourly | 0.29714 | 0.29714 | 0.29714 | 0.29714 | 0.29714 | 0.29714 | 0.29714 | 0.49523 | 0.49523 | 0.79237 | 0.79237 | 0.79237 | 0.79237 | 0.79237 | 0.79237 | 0.49523 | 0.49523 | 0.49523 | 0.49523 | 0.49523 | 0.29714 | 0.29714 | 0.29714 | 0.29714
Outpatient_BioHazard_EQUIP_2013_SPEED | Equipment |  | Wkdy ¦ Default | 2014-01-01 | 2014-12-31 | Hourly | 0.29714 | 0.29714 | 0.29714 | 0.29714 | 0.49523 | 0.49523 | 0.99046 | 0.99046 | 0.99046 | 0.99046 | 0.99046 | 0.99046 | 0.99046 | 0.99046 | 0.99046 | 0.99046 | 0.99046 | 0.99046 | 0.49523 | 0.49523 | 0.29714 | 0.29714 | 0.29714 | 0.29714
Outpatient_BioHazard_INFIL_SPEED | Infiltration |  | WntrDsn | 2014-01-01 | 2014-12-31 | Constant | bar: Hr 1
Outpatient_BioHazard_INFIL_SPEED | Infiltration |  | SmrDsn | 2014-01-01 | 2014-12-31 | Constant | bar: Hr 1
Outpatient_BioHazard_INFIL_SPEED | Infiltration |  | Sun | 2014-01-01 | 2014-12-31 | Constant | Hr 1: 0.5
Outpatient_BioHazard_INFIL_SPEED | Infiltration |  | Sat | 2014-01-01 | 2014-12-31 | Constant | Hr 1: 0.5
Outpatient_BioHazard_INFIL_SPEED | Infiltration |  | Wkdy ¦ Default | 2014-01-01 | 2014-12-31 | Constant | Hr 1: 0.5
Outpatient_BioHazard_ACTIVITY_SPEED | Activity | W | WntrDsn | 2014-01-01 | 2014-12-31 | Constant | Hr 1: 120
Outpatient_BioHazard_ACTIVITY_SPEED | Activity | W | SmrDsn | 2014-01-01 | 2014-12-31 | Constant | Hr 1: 120
Outpatient_BioHazard_ACTIVITY_SPEED | Activity | W | Sun | 2014-01-01 | 2014-12-31 | Constant | Hr 1: 120
Outpatient_BioHazard_ACTIVITY_SPEED | Activity | W | Sat | 2014-01-01 | 2014-12-31 | Constant | Hr 1: 120
Outpatient_BioHazard_ACTIVITY_SPEED | Activity | W | Wkdy ¦ Default | 2014-01-01 | 2014-12-31 | Constant | Hr 1: 120
Outpatient_BioHazard_OA_SPEED | OA Air |  | WntrDsn | 2014-01-01 | 2014-12-31 | Constant | bar: Hr 1
Outpatient_BioHazard_OA_SPEED | OA Air |  | SmrDsn | 2014-01-01 | 2014-12-31 | Constant | bar: Hr 1
Outpatient_BioHazard_OA_SPEED | OA Air |  | Sun | 2014-01-01 | 2014-12-31 | Hourly | 0 | 0 | 0 | 0 | 0 | 0 | 0 | 0 | 0 | 0 | 0 | 0 | 0 | 0 | 0 | 0 | 0 | 0 | 0 | 0 | 0 | 0 | 0 | 0
Outpatient_BioHazard_OA_SPEED | OA Air |  | Sat | 2014-01-01 | 2014-12-31 | Hourly | 0 | 0 | 0 | 0 | 0 | 0 | 0 | 1 | 1 | 1 | 1 | 1 | 1 | 1 | 1 | 1 | 1 | 1 | 1 | 1 | 0 | 0 | 0 | 0
Outpatient_BioHazard_OA_SPEED | OA Air |  | Wkdy ¦ Default | 2014-01-01 | 2014-12-31 | Hourly | 0 | 0 | 0 | 0 | 1 | 1 | 1 | 1 | 1 | 1 | 1 | 1 | 1 | 1 | 1 | 1 | 1 | 1 | 1 | 1 | 1 | 1 | 0 | 0
Outpatient_Cafe_CLGSETP_SPEED | Thermostat Setpoint | C | WntrDsn | 2014-01-01 | 2014-12-31 | Constant | Hr 1: 23.9
Outpatient_Cafe_CLGSETP_SPEED | Thermostat Setpoint | C | SmrDsn | 2014-01-01 | 2014-12-31 | Constant | Hr 1: 23.9
Outpatient_Cafe_CLGSETP_SPEED | Thermostat Setpoint | C | Sun | 2014-01-01 | 2014-12-31 | Hourly | 25.6 | 25.6 | 25.6 | 25.6 | 25.6 | 25.6 | 25.6 | 25.6 | 25.6 | 25.6 | 25.6 | 25.6 | 25.6 | 25.6 | 25.6 | 25.6 | 25.6 | 25.6 | 25.6 | 25.6 | 25.6 | 25.6 | 25.6 | 25.6
Outpatient_Cafe_CLGSETP_SPEED | Thermostat Setpoint | C | Sat | 2014-01-01 | 2014-12-31 | Hourly | 25.6 | 25.6 | 25.6 | 25.6 | 25.6 | 25.6 | 25.6 | 23.9 | 23.9 | 23.9 | 23.9 | 23.9 | 23.9 | 23.9 | 23.9 | 23.9 | 23.9 | 23.9 | 23.9 | 23.9 | 25.6 | 25.6 | 25.6 | 25.6
Outpatient_Cafe_CLGSETP_SPEED | Thermostat Setpoint | C | Wkdy ¦ Default | 2014-01-01 | 2014-12-31 | Hourly | 25.6 | 25.6 | 25.6 | 25.6 | 23.9 | 23.9 | 23.9 | 23.9 | 23.9 | 23.9 | 23.9 | 23.9 | 23.9 | 23.9 | 23.9 | 23.9 | 23.9 | 23.9 | 23.9 | 23.9 | 23.9 | 23.9 | 25.6 | 25.6
Outpatient_Cafe_HTGSETP_SPEED | Thermostat Setpoint | C | WntrDsn | 2014-01-01 | 2014-12-31 | Constant | Hr 1: 21.1
Outpatient_Cafe_HTGSETP_SPEED | Thermostat Setpoint | C | SmrDsn | 2014-01-01 | 2014-12-31 | Constant | Hr 1: 21.1
Outpatient_Cafe_HTGSETP_SPEED | Thermostat Setpoint | C | Sun | 2014-01-01 | 2014-12-31 | Hourly | 19.4 | 19.4 | 19.4 | 19.4 | 19.4 | 19.4 | 19.4 | 19.4 | 19.4 | 19.4 | 19.4 | 19.4 | 19.4 | 19.4 | 19.4 | 19.4 | 19.4 | 19.4 | 19.4 | 19.4 | 19.4 | 19.4 | 19.4 | 19.4
Outpatient_Cafe_HTGSETP_SPEED | Thermostat Setpoint | C | Sat | 2014-01-01 | 2014-12-31 | Hourly | 19.4 | 19.4 | 19.4 | 19.4 | 19.4 | 19.4 | 19.4 | 21.1 | 21.1 | 21.1 | 21.1 | 21.1 | 21.1 | 21.1 | 21.1 | 21.1 | 21.1 | 21.1 | 21.1 | 21.1 | 19.4 | 19.4 | 19.4 | 19.4
Outpatient_Cafe_HTGSETP_SPEED | Thermostat Setpoint | C | Wkdy ¦ Default | 2014-01-01 | 2014-12-31 | Hourly | 19.4 | 19.4 | 19.4 | 19.4 | 21.1 | 21.1 | 21.1 | 21.1 | 21.1 | 21.1 | 21.1 | 21.1 | 21.1 | 21.1 | 21.1 | 21.1 | 21.1 | 21.1 | 21.1 | 21.1 | 21.1 | 21.1 | 19.4 | 19.4
Outpatient_Cafe_OCC_SPEED | Occupancy |  | WntrDsn | 2014-01-01 | 2014-12-31 | Constant | Hr 1: 0
Outpatient_Cafe_OCC_SPEED | Occupancy |  | SmrDsn | 2014-01-01 | 2014-12-31 | Constant | bar: Hr 1
Outpatient_Cafe_OCC_SPEED | Occupancy |  | Sun | 2014-01-01 | 2014-12-31 | Hourly | 0 | 0 | 0 | 0 | 0 | 0 | 0 | 0 | 0.05 | 0.05 | 0.05 | 0.05 | 0.05 | 0.05 | 0.05 | 0.05 | 0.05 | 0 | 0 | 0 | 0 | 0 | 0 | 0
Outpatient_Cafe_OCC_SPEED | Occupancy |  | Sat | 2014-01-01 | 2014-12-31 | Hourly | 0.05 | 0.05 | 0.05 | 0.05 | 0.05 | 0.05 | 0.05 | 0.2 | 0.2 | 0.3 | 0.3 | 0.3 | 0.3 | 0.3 | 0.3 | 0.2 | 0.2 | 0.2 | 0.2 | 0.2 | 0.05 | 0.05 | 0.05 | 0.05
Outpatient_Cafe_OCC_SPEED | Occupancy |  | Wkdy ¦ Default | 2014-01-01 | 2014-12-31 | Hourly | 0.05 | 0.05 | 0.05 | 0.05 | 0.2 | 0.2 | 0.5 | 0.9 | 0.9 | 0.9 | 0.9 | 0.9 | 0.9 | 0.9 | 0.9 | 0.9 | 0.9 | 0.9 | 0.5 | 0.5 | 0.2 | 0.2 | 0.05 | 0.05
Outpatient_Cafe_LIGHT_2007_SPEED | Lighting |  | WntrDsn | 2014-01-01 | 2014-12-31 | Constant | Hr 1: 0
Outpatient_Cafe_LIGHT_2007_SPEED | Lighting |  | SmrDsn | 2014-01-01 | 2014-12-31 | Constant | bar: Hr 1
Outpatient_Cafe_LIGHT_2007_SPEED | Lighting |  | Sun | 2014-01-01 | 2014-12-31 | Hourly | 0.05 | 0.05 | 0.05 | 0.05 | 0.05 | 0.05 | 0.05 | 0.05 | 0.1 | 0.1 | 0.1 | 0.1 | 0.1 | 0.1 | 0.1 | 0.1 | 0.1 | 0.05 | 0.05 | 0.05 | 0.05 | 0.05 | 0.05 | 0.05
Outpatient_Cafe_LIGHT_2007_SPEED | Lighting |  | Sat | 2014-01-01 | 2014-12-31 | Hourly | 0.1 | 0.1 | 0.1 | 0.1 | 0.1 | 0.1 | 0.1 | 0.3 | 0.3 | 0.4 | 0.4 | 0.4 | 0.4 | 0.4 | 0.4 | 0.3 | 0.3 | 0.3 | 0.3 | 0.3 | 0.1 | 0.1 | 0.1 | 0.1
Outpatient_Cafe_LIGHT_2007_SPEED | Lighting |  | Wkdy ¦ Default | 2014-01-01 | 2014-12-31 | Hourly | 0.1 | 0.1 | 0.1 | 0.1 | 0.3 | 0.3 | 0.6 | 0.9 | 0.9 | 0.9 | 0.9 | 0.9 | 0.9 | 0.9 | 0.9 | 0.9 | 0.9 | 0.9 | 0.6 | 0.6 | 0.3 | 0.3 | 0.1 | 0.1
Outpatient_Cafe_EQUIP_2007_SPEED | Equipment |  | WntrDsn | 2014-01-01 | 2014-12-31 | Constant | Hr 1: 0
Outpatient_Cafe_EQUIP_2007_SPEED | Equipment |  | SmrDsn | 2014-01-01 | 2014-12-31 | Constant | bar: Hr 1
Outpatient_Cafe_EQUIP_2007_SPEED | Equipment |  | Sun | 2014-01-01 | 2014-12-31 | Hourly | 0.3 | 0.3 | 0.3 | 0.3 | 0.3 | 0.3 | 0.3 | 0.3 | 0.5 | 0.5 | 0.5 | 0.5 | 0.5 | 0.5 | 0.5 | 0.5 | 0.5 | 0.3 | 0.3 | 0.3 | 0.3 | 0.3 | 0.3 | 0.3
Outpatient_Cafe_EQUIP_2007_SPEED | Equipment |  | Sat | 2014-01-01 | 2014-12-31 | Hourly | 0.3 | 0.3 | 0.3 | 0.3 | 0.3 | 0.3 | 0.3 | 0.5 | 0.5 | 0.8 | 0.8 | 0.8 | 0.8 | 0.8 | 0.8 | 0.5 | 0.5 | 0.5 | 0.5 | 0.5 | 0.3 | 0.3 | 0.3 | 0.3
Outpatient_Cafe_EQUIP_2007_SPEED | Equipment |  | Wkdy ¦ Default | 2014-01-01 | 2014-12-31 | Hourly | 0.3 | 0.3 | 0.3 | 0.3 | 0.5 | 0.5 | 1 | 1 | 1 | 1 | 1 | 1 | 1 | 1 | 1 | 1 | 1 | 1 | 0.5 | 0.5 | 0.3 | 0.3 | 0.3 | 0.3
Outpatient_Cafe_LIGHT_2010_SPEED | Lighting |  | WntrDsn | 2014-01-01 | 2014-12-31 | Constant | Hr 1: 0
Outpatient_Cafe_LIGHT_2010_SPEED | Lighting |  | SmrDsn | 2014-01-01 | 2014-12-31 | Constant | bar: Hr 1
Outpatient_Cafe_LIGHT_2010_SPEED | Lighting |  | Sun | 2014-01-01 | 2014-12-31 | Hourly | 0.05 | 0.05 | 0.05 | 0.05 | 0.05 | 0.05 | 0.05 | 0.05 | 0.1 | 0.1 | 0.1 | 0.1 | 0.1 | 0.1 | 0.1 | 0.1 | 0.1 | 0.05 | 0.05 | 0.05 | 0.05 | 0.05 | 0.05 | 0.05
Outpatient_Cafe_LIGHT_2010_SPEED | Lighting |  | Sat | 2014-01-01 | 2014-12-31 | Hourly | 0.1 | 0.1 | 0.1 | 0.1 | 0.1 | 0.1 | 0.1 | 0.3 | 0.3 | 0.4 | 0.4 | 0.4 | 0.4 | 0.4 | 0.4 | 0.3 | 0.3 | 0.3 | 0.3 | 0.3 | 0.1 | 0.1 | 0.1 | 0.1
Outpatient_Cafe_LIGHT_2010_SPEED | Lighting |  | Wkdy ¦ Default | 2014-01-01 | 2014-12-31 | Hourly | 0.1 | 0.1 | 0.1 | 0.1 | 0.3 | 0.3 | 0.6 | 0.9 | 0.9 | 0.9 | 0.9 | 0.9 | 0.9 | 0.9 | 0.9 | 0.9 | 0.9 | 0.9 | 0.6 | 0.6 | 0.3 | 0.3 | 0.1 | 0.1
Outpatient_Cafe_EQUIP_2010_SPEED | Equipment |  | WntrDsn | 2014-01-01 | 2014-12-31 | Constant | Hr 1: 0
Outpatient_Cafe_EQUIP_2010_SPEED | Equipment |  | SmrDsn | 2014-01-01 | 2014-12-31 | Constant | bar: Hr 1
Outpatient_Cafe_EQUIP_2010_SPEED | Equipment |  | Sun | 2014-01-01 | 2014-12-31 | Hourly | 0.3 | 0.3 | 0.3 | 0.3 | 0.3 | 0.3 | 0.3 | 0.3 | 0.5 | 0.5 | 0.5 | 0.5 | 0.5 | 0.5 | 0.5 | 0.5 | 0.5 | 0.3 | 0.3 | 0.3 | 0.3 | 0.3 | 0.3 | 0.3
Outpatient_Cafe_EQUIP_2010_SPEED | Equipment |  | Sat | 2014-01-01 | 2014-12-31 | Hourly | 0.3 | 0.3 | 0.3 | 0.3 | 0.3 | 0.3 | 0.3 | 0.5 | 0.5 | 0.8 | 0.8 | 0.8 | 0.8 | 0.8 | 0.8 | 0.5 | 0.5 | 0.5 | 0.5 | 0.5 | 0.3 | 0.3 | 0.3 | 0.3
Outpatient_Cafe_EQUIP_2010_SPEED | Equipment |  | Wkdy ¦ Default | 2014-01-01 | 2014-12-31 | Hourly | 0.3 | 0.3 | 0.3 | 0.3 | 0.5 | 0.5 | 1 | 1 | 1 | 1 | 1 | 1 | 1 | 1 | 1 | 1 | 1 | 1 | 0.5 | 0.5 | 0.3 | 0.3 | 0.3 | 0.3
Outpatient_Cafe_LIGHT_2013_SPEED | Lighting |  | WntrDsn | 2014-01-01 | 2014-12-31 | Constant | Hr 1: 0
Outpatient_Cafe_LIGHT_2013_SPEED | Lighting |  | SmrDsn | 2014-01-01 | 2014-12-31 | Constant | bar: Hr 1
Outpatient_Cafe_LIGHT_2013_SPEED | Lighting |  | Sun | 2014-01-01 | 2014-12-31 | Hourly | 0.05 | 0.05 | 0.05 | 0.05 | 0.05 | 0.05 | 0.05 | 0.05 | 0.1 | 0.1 | 0.1 | 0.1 | 0.1 | 0.1 | 0.1 | 0.1 | 0.1 | 0.05 | 0.05 | 0.05 | 0.05 | 0.05 | 0.05 | 0.05
Outpatient_Cafe_LIGHT_2013_SPEED | Lighting |  | Sat | 2014-01-01 | 2014-12-31 | Hourly | 0.1 | 0.1 | 0.1 | 0.1 | 0.1 | 0.1 | 0.1 | 0.3 | 0.3 | 0.4 | 0.4 | 0.4 | 0.4 | 0.4 | 0.4 | 0.3 | 0.3 | 0.3 | 0.3 | 0.3 | 0.1 | 0.1 | 0.1 | 0.1
Outpatient_Cafe_LIGHT_2013_SPEED | Lighting |  | Wkdy ¦ Default | 2014-01-01 | 2014-12-31 | Hourly | 0.1 | 0.1 | 0.1 | 0.1 | 0.3 | 0.3 | 0.6 | 0.9 | 0.9 | 0.9 | 0.9 | 0.9 | 0.9 | 0.9 | 0.9 | 0.9 | 0.9 | 0.9 | 0.6 | 0.6 | 0.3 | 0.3 | 0.1 | 0.1
Outpatient_Cafe_EQUIP_2013_SPEED | Equipment |  | WntrDsn | 2014-01-01 | 2014-12-31 | Constant | Hr 1: 0
Outpatient_Cafe_EQUIP_2013_SPEED | Equipment |  | SmrDsn | 2014-01-01 | 2014-12-31 | Constant | bar: Hr 1
Outpatient_Cafe_EQUIP_2013_SPEED | Equipment |  | Sun | 2014-01-01 | 2014-12-31 | Hourly | 0.29714 | 0.29714 | 0.29714 | 0.29714 | 0.29714 | 0.29714 | 0.29714 | 0.29714 | 0.49523 | 0.49523 | 0.49523 | 0.49523 | 0.49523 | 0.49523 | 0.49523 | 0.49523 | 0.49523 | 0.29714 | 0.29714 | 0.29714 | 0.29714 | 0.29714 | 0.29714 | 0.29714
Outpatient_Cafe_EQUIP_2013_SPEED | Equipment |  | Sat | 2014-01-01 | 2014-12-31 | Hourly | 0.29714 | 0.29714 | 0.29714 | 0.29714 | 0.29714 | 0.29714 | 0.29714 | 0.49523 | 0.49523 | 0.79237 | 0.79237 | 0.79237 | 0.79237 | 0.79237 | 0.79237 | 0.49523 | 0.49523 | 0.49523 | 0.49523 | 0.49523 | 0.29714 | 0.29714 | 0.29714 | 0.29714
Outpatient_Cafe_EQUIP_2013_SPEED | Equipment |  | Wkdy ¦ Default | 2014-01-01 | 2014-12-31 | Hourly | 0.29714 | 0.29714 | 0.29714 | 0.29714 | 0.49523 | 0.49523 | 0.99046 | 0.99046 | 0.99046 | 0.99046 | 0.99046 | 0.99046 | 0.99046 | 0.99046 | 0.99046 | 0.99046 | 0.99046 | 0.99046 | 0.49523 | 0.49523 | 0.29714 | 0.29714 | 0.29714 | 0.29714
Outpatient_Cafe_INFIL_SPEED | Infiltration |  | WntrDsn | 2014-01-01 | 2014-12-31 | Constant | bar: Hr 1
Outpatient_Cafe_INFIL_SPEED | Infiltration |  | SmrDsn | 2014-01-01 | 2014-12-31 | Constant | bar: Hr 1
Outpatient_Cafe_INFIL_SPEED | Infiltration |  | Sun | 2014-01-01 | 2014-12-31 | Constant | Hr 1: 0.5
Outpatient_Cafe_INFIL_SPEED | Infiltration |  | Sat | 2014-01-01 | 2014-12-31 | Constant | Hr 1: 0.5
Outpatient_Cafe_INFIL_SPEED | Infiltration |  | Wkdy ¦ Default | 2014-01-01 | 2014-12-31 | Constant | Hr 1: 0.5
Outpatient_Cafe_ACTIVITY_SPEED | Activity | W | WntrDsn | 2014-01-01 | 2014-12-31 | Constant | Hr 1: 120
Outpatient_Cafe_ACTIVITY_SPEED | Activity | W | SmrDsn | 2014-01-01 | 2014-12-31 | Constant | Hr 1: 120
Outpatient_Cafe_ACTIVITY_SPEED | Activity | W | Sun | 2014-01-01 | 2014-12-31 | Constant | Hr 1: 120
Outpatient_Cafe_ACTIVITY_SPEED | Activity | W | Sat | 2014-01-01 | 2014-12-31 | Constant | Hr 1: 120
Outpatient_Cafe_ACTIVITY_SPEED | Activity | W | Wkdy ¦ Default | 2014-01-01 | 2014-12-31 | Constant | Hr 1: 120
Outpatient_Cafe_OA_SPEED | OA Air |  | WntrDsn | 2014-01-01 | 2014-12-31 | Constant | bar: Hr 1
Outpatient_Cafe_OA_SPEED | OA Air |  | SmrDsn | 2014-01-01 | 2014-12-31 | Constant | bar: Hr 1
Outpatient_Cafe_OA_SPEED | OA Air |  | Sun | 2014-01-01 | 2014-12-31 | Hourly | 0 | 0 | 0 | 0 | 0 | 0 | 0 | 0 | 0 | 0 | 0 | 0 | 0 | 0 | 0 | 0 | 0 | 0 | 0 | 0 | 0 | 0 | 0 | 0
Outpatient_Cafe_OA_SPEED | OA Air |  | Sat | 2014-01-01 | 2014-12-31 | Hourly | 0 | 0 | 0 | 0 | 0 | 0 | 0 | 1 | 1 | 1 | 1 | 1 | 1 | 1 | 1 | 1 | 1 | 1 | 1 | 1 | 0 | 0 | 0 | 0
Outpatient_Cafe_OA_SPEED | OA Air |  | Wkdy ¦ Default | 2014-01-01 | 2014-12-31 | Hourly | 0 | 0 | 0 | 0 | 1 | 1 | 1 | 1 | 1 | 1 | 1 | 1 | 1 | 1 | 1 | 1 | 1 | 1 | 1 | 1 | 1 | 1 | 0 | 0
Outpatient_DressingRoom_CLGSETP_SPEED | Thermostat Setpoint | C | WntrDsn | 2014-01-01 | 2014-12-31 | Constant | Hr 1: 23.9
Outpatient_DressingRoom_CLGSETP_SPEED | Thermostat Setpoint | C | SmrDsn | 2014-01-01 | 2014-12-31 | Constant | Hr 1: 23.9
Outpatient_DressingRoom_CLGSETP_SPEED | Thermostat Setpoint | C | Sun | 2014-01-01 | 2014-12-31 | Hourly | 25.6 | 25.6 | 25.6 | 25.6 | 25.6 | 25.6 | 25.6 | 25.6 | 25.6 | 25.6 | 25.6 | 25.6 | 25.6 | 25.6 | 25.6 | 25.6 | 25.6 | 25.6 | 25.6 | 25.6 | 25.6 | 25.6 | 25.6 | 25.6
Outpatient_DressingRoom_CLGSETP_SPEED | Thermostat Setpoint | C | Sat | 2014-01-01 | 2014-12-31 | Hourly | 25.6 | 25.6 | 25.6 | 25.6 | 25.6 | 25.6 | 25.6 | 23.9 | 23.9 | 23.9 | 23.9 | 23.9 | 23.9 | 23.9 | 23.9 | 23.9 | 23.9 | 23.9 | 23.9 | 23.9 | 25.6 | 25.6 | 25.6 | 25.6
Outpatient_DressingRoom_CLGSETP_SPEED | Thermostat Setpoint | C | Wkdy ¦ Default | 2014-01-01 | 2014-12-31 | Hourly | 25.6 | 25.6 | 25.6 | 25.6 | 23.9 | 23.9 | 23.9 | 23.9 | 23.9 | 23.9 | 23.9 | 23.9 | 23.9 | 23.9 | 23.9 | 23.9 | 23.9 | 23.9 | 23.9 | 23.9 | 23.9 | 23.9 | 25.6 | 25.6
Outpatient_DressingRoom_HTGSETP_SPEED | Thermostat Setpoint | C | WntrDsn | 2014-01-01 | 2014-12-31 | Constant | Hr 1: 21.1
Outpatient_DressingRoom_HTGSETP_SPEED | Thermostat Setpoint | C | SmrDsn | 2014-01-01 | 2014-12-31 | Constant | Hr 1: 21.1
Outpatient_DressingRoom_HTGSETP_SPEED | Thermostat Setpoint | C | Sun | 2014-01-01 | 2014-12-31 | Hourly | 19.4 | 19.4 | 19.4 | 19.4 | 19.4 | 19.4 | 19.4 | 19.4 | 19.4 | 19.4 | 19.4 | 19.4 | 19.4 | 19.4 | 19.4 | 19.4 | 19.4 | 19.4 | 19.4 | 19.4 | 19.4 | 19.4 | 19.4 | 19.4
Outpatient_DressingRoom_HTGSETP_SPEED | Thermostat Setpoint | C | Sat | 2014-01-01 | 2014-12-31 | Hourly | 19.4 | 19.4 | 19.4 | 19.4 | 19.4 | 19.4 | 19.4 | 21.1 | 21.1 | 21.1 | 21.1 | 21.1 | 21.1 | 21.1 | 21.1 | 21.1 | 21.1 | 21.1 | 21.1 | 21.1 | 19.4 | 19.4 | 19.4 | 19.4
Outpatient_DressingRoom_HTGSETP_SPEED | Thermostat Setpoint | C | Wkdy ¦ Default | 2014-01-01 | 2014-12-31 | Hourly | 19.4 | 19.4 | 19.4 | 19.4 | 21.1 | 21.1 | 21.1 | 21.1 | 21.1 | 21.1 | 21.1 | 21.1 | 21.1 | 21.1 | 21.1 | 21.1 | 21.1 | 21.1 | 21.1 | 21.1 | 21.1 | 21.1 | 19.4 | 19.4
Outpatient_DressingRoom_OCC_SPEED | Occupancy |  | WntrDsn | 2014-01-01 | 2014-12-31 | Constant | Hr 1: 0
Outpatient_DressingRoom_OCC_SPEED | Occupancy |  | SmrDsn | 2014-01-01 | 2014-12-31 | Constant | bar: Hr 1
Outpatient_DressingRoom_OCC_SPEED | Occupancy |  | Sun | 2014-01-01 | 2014-12-31 | Hourly | 0 | 0 | 0 | 0 | 0 | 0 | 0 | 0 | 0.05 | 0.05 | 0.05 | 0.05 | 0.05 | 0.05 | 0.05 | 0.05 | 0.05 | 0 | 0 | 0 | 0 | 0 | 0 | 0
Outpatient_DressingRoom_OCC_SPEED | Occupancy |  | Sat | 2014-01-01 | 2014-12-31 | Hourly | 0.05 | 0.05 | 0.05 | 0.05 | 0.05 | 0.05 | 0.05 | 0.2 | 0.2 | 0.3 | 0.3 | 0.3 | 0.3 | 0.3 | 0.3 | 0.2 | 0.2 | 0.2 | 0.2 | 0.2 | 0.05 | 0.05 | 0.05 | 0.05
Outpatient_DressingRoom_OCC_SPEED | Occupancy |  | Wkdy ¦ Default | 2014-01-01 | 2014-12-31 | Hourly | 0.05 | 0.05 | 0.05 | 0.05 | 0.2 | 0.2 | 0.5 | 0.9 | 0.9 | 0.9 | 0.9 | 0.9 | 0.9 | 0.9 | 0.9 | 0.9 | 0.9 | 0.9 | 0.5 | 0.5 | 0.2 | 0.2 | 0.05 | 0.05
Outpatient_DressingRoom_LIGHT_2007_SPEED | Lighting |  | WntrDsn | 2014-01-01 | 2014-12-31 | Constant | Hr 1: 0
Outpatient_DressingRoom_LIGHT_2007_SPEED | Lighting |  | SmrDsn | 2014-01-01 | 2014-12-31 | Constant | bar: Hr 1
Outpatient_DressingRoom_LIGHT_2007_SPEED | Lighting |  | Sun | 2014-01-01 | 2014-12-31 | Hourly | 0.05 | 0.05 | 0.05 | 0.05 | 0.05 | 0.05 | 0.05 | 0.05 | 0.1 | 0.1 | 0.1 | 0.1 | 0.1 | 0.1 | 0.1 | 0.1 | 0.1 | 0.05 | 0.05 | 0.05 | 0.05 | 0.05 | 0.05 | 0.05
Outpatient_DressingRoom_LIGHT_2007_SPEED | Lighting |  | Sat | 2014-01-01 | 2014-12-31 | Hourly | 0.1 | 0.1 | 0.1 | 0.1 | 0.1 | 0.1 | 0.1 | 0.3 | 0.3 | 0.4 | 0.4 | 0.4 | 0.4 | 0.4 | 0.4 | 0.3 | 0.3 | 0.3 | 0.3 | 0.3 | 0.1 | 0.1 | 0.1 | 0.1
Outpatient_DressingRoom_LIGHT_2007_SPEED | Lighting |  | Wkdy ¦ Default | 2014-01-01 | 2014-12-31 | Hourly | 0.1 | 0.1 | 0.1 | 0.1 | 0.3 | 0.3 | 0.6 | 0.9 | 0.9 | 0.9 | 0.9 | 0.9 | 0.9 | 0.9 | 0.9 | 0.9 | 0.9 | 0.9 | 0.6 | 0.6 | 0.3 | 0.3 | 0.1 | 0.1
Outpatient_DressingRoom_EQUIP_2007_SPEED | Equipment |  | WntrDsn | 2014-01-01 | 2014-12-31 | Constant | Hr 1: 0
Outpatient_DressingRoom_EQUIP_2007_SPEED | Equipment |  | SmrDsn | 2014-01-01 | 2014-12-31 | Constant | bar: Hr 1
Outpatient_DressingRoom_EQUIP_2007_SPEED | Equipment |  | Sun | 2014-01-01 | 2014-12-31 | Hourly | 0.3 | 0.3 | 0.3 | 0.3 | 0.3 | 0.3 | 0.3 | 0.3 | 0.5 | 0.5 | 0.5 | 0.5 | 0.5 | 0.5 | 0.5 | 0.5 | 0.5 | 0.3 | 0.3 | 0.3 | 0.3 | 0.3 | 0.3 | 0.3
Outpatient_DressingRoom_EQUIP_2007_SPEED | Equipment |  | Sat | 2014-01-01 | 2014-12-31 | Hourly | 0.3 | 0.3 | 0.3 | 0.3 | 0.3 | 0.3 | 0.3 | 0.5 | 0.5 | 0.8 | 0.8 | 0.8 | 0.8 | 0.8 | 0.8 | 0.5 | 0.5 | 0.5 | 0.5 | 0.5 | 0.3 | 0.3 | 0.3 | 0.3
Outpatient_DressingRoom_EQUIP_2007_SPEED | Equipment |  | Wkdy ¦ Default | 2014-01-01 | 2014-12-31 | Hourly | 0.3 | 0.3 | 0.3 | 0.3 | 0.5 | 0.5 | 1 | 1 | 1 | 1 | 1 | 1 | 1 | 1 | 1 | 1 | 1 | 1 | 0.5 | 0.5 | 0.3 | 0.3 | 0.3 | 0.3
Outpatient_DressingRoom_LIGHT_2010_SPEED | Lighting |  | WntrDsn | 2014-01-01 | 2014-12-31 | Constant | Hr 1: 0
Outpatient_DressingRoom_LIGHT_2010_SPEED | Lighting |  | SmrDsn | 2014-01-01 | 2014-12-31 | Constant | bar: Hr 1
Outpatient_DressingRoom_LIGHT_2010_SPEED | Lighting |  | Sun | 2014-01-01 | 2014-12-31 | Hourly | 0.05 | 0.05 | 0.05 | 0.05 | 0.05 | 0.05 | 0.05 | 0.05 | 0.1 | 0.1 | 0.1 | 0.1 | 0.1 | 0.1 | 0.1 | 0.1 | 0.1 | 0.05 | 0.05 | 0.05 | 0.05 | 0.05 | 0.05 | 0.05
Outpatient_DressingRoom_LIGHT_2010_SPEED | Lighting |  | Sat | 2014-01-01 | 2014-12-31 | Hourly | 0.1 | 0.1 | 0.1 | 0.1 | 0.1 | 0.1 | 0.1 | 0.3 | 0.3 | 0.4 | 0.4 | 0.4 | 0.4 | 0.4 | 0.4 | 0.3 | 0.3 | 0.3 | 0.3 | 0.3 | 0.1 | 0.1 | 0.1 | 0.1
Outpatient_DressingRoom_LIGHT_2010_SPEED | Lighting |  | Wkdy ¦ Default | 2014-01-01 | 2014-12-31 | Hourly | 0.1 | 0.1 | 0.1 | 0.1 | 0.3 | 0.3 | 0.6 | 0.9 | 0.9 | 0.9 | 0.9 | 0.9 | 0.9 | 0.9 | 0.9 | 0.9 | 0.9 | 0.9 | 0.6 | 0.6 | 0.3 | 0.3 | 0.1 | 0.1
Outpatient_DressingRoom_EQUIP_2010_SPEED | Equipment |  | WntrDsn | 2014-01-01 | 2014-12-31 | Constant | Hr 1: 0
Outpatient_DressingRoom_EQUIP_2010_SPEED | Equipment |  | SmrDsn | 2014-01-01 | 2014-12-31 | Constant | bar: Hr 1
Outpatient_DressingRoom_EQUIP_2010_SPEED | Equipment |  | Sun | 2014-01-01 | 2014-12-31 | Hourly | 0.3 | 0.3 | 0.3 | 0.3 | 0.3 | 0.3 | 0.3 | 0.3 | 0.5 | 0.5 | 0.5 | 0.5 | 0.5 | 0.5 | 0.5 | 0.5 | 0.5 | 0.3 | 0.3 | 0.3 | 0.3 | 0.3 | 0.3 | 0.3
Outpatient_DressingRoom_EQUIP_2010_SPEED | Equipment |  | Sat | 2014-01-01 | 2014-12-31 | Hourly | 0.3 | 0.3 | 0.3 | 0.3 | 0.3 | 0.3 | 0.3 | 0.5 | 0.5 | 0.8 | 0.8 | 0.8 | 0.8 | 0.8 | 0.8 | 0.5 | 0.5 | 0.5 | 0.5 | 0.5 | 0.3 | 0.3 | 0.3 | 0.3
Outpatient_DressingRoom_EQUIP_2010_SPEED | Equipment |  | Wkdy ¦ Default | 2014-01-01 | 2014-12-31 | Hourly | 0.3 | 0.3 | 0.3 | 0.3 | 0.5 | 0.5 | 1 | 1 | 1 | 1 | 1 | 1 | 1 | 1 | 1 | 1 | 1 | 1 | 0.5 | 0.5 | 0.3 | 0.3 | 0.3 | 0.3
Outpatient_DressingRoom_LIGHT_2013_SPEED | Lighting |  | WntrDsn | 2014-01-01 | 2014-12-31 | Constant | Hr 1: 0
Outpatient_DressingRoom_LIGHT_2013_SPEED | Lighting |  | SmrDsn | 2014-01-01 | 2014-12-31 | Constant | bar: Hr 1
Outpatient_DressingRoom_LIGHT_2013_SPEED | Lighting |  | Sun | 2014-01-01 | 2014-12-31 | Hourly | 0.05 | 0.05 | 0.05 | 0.05 | 0.05 | 0.05 | 0.05 | 0.05 | 0.1 | 0.1 | 0.1 | 0.1 | 0.1 | 0.1 | 0.1 | 0.1 | 0.1 | 0.05 | 0.05 | 0.05 | 0.05 | 0.05 | 0.05 | 0.05
Outpatient_DressingRoom_LIGHT_2013_SPEED | Lighting |  | Sat | 2014-01-01 | 2014-12-31 | Hourly | 0.1 | 0.1 | 0.1 | 0.1 | 0.1 | 0.1 | 0.1 | 0.3 | 0.3 | 0.4 | 0.4 | 0.4 | 0.4 | 0.4 | 0.4 | 0.3 | 0.3 | 0.3 | 0.3 | 0.3 | 0.1 | 0.1 | 0.1 | 0.1
Outpatient_DressingRoom_LIGHT_2013_SPEED | Lighting |  | Wkdy ¦ Default | 2014-01-01 | 2014-12-31 | Hourly | 0.1 | 0.1 | 0.1 | 0.1 | 0.3 | 0.3 | 0.6 | 0.9 | 0.9 | 0.9 | 0.9 | 0.9 | 0.9 | 0.9 | 0.9 | 0.9 | 0.9 | 0.9 | 0.6 | 0.6 | 0.3 | 0.3 | 0.1 | 0.1
Outpatient_DressingRoom_EQUIP_2013_SPEED | Equipment |  | WntrDsn | 2014-01-01 | 2014-12-31 | Constant | Hr 1: 0
Outpatient_DressingRoom_EQUIP_2013_SPEED | Equipment |  | SmrDsn | 2014-01-01 | 2014-12-31 | Constant | bar: Hr 1
Outpatient_DressingRoom_EQUIP_2013_SPEED | Equipment |  | Sun | 2014-01-01 | 2014-12-31 | Hourly | 0.29714 | 0.29714 | 0.29714 | 0.29714 | 0.29714 | 0.29714 | 0.29714 | 0.29714 | 0.49523 | 0.49523 | 0.49523 | 0.49523 | 0.49523 | 0.49523 | 0.49523 | 0.49523 | 0.49523 | 0.29714 | 0.29714 | 0.29714 | 0.29714 | 0.29714 | 0.29714 | 0.29714
Outpatient_DressingRoom_EQUIP_2013_SPEED | Equipment |  | Sat | 2014-01-01 | 2014-12-31 | Hourly | 0.29714 | 0.29714 | 0.29714 | 0.29714 | 0.29714 | 0.29714 | 0.29714 | 0.49523 | 0.49523 | 0.79237 | 0.79237 | 0.79237 | 0.79237 | 0.79237 | 0.79237 | 0.49523 | 0.49523 | 0.49523 | 0.49523 | 0.49523 | 0.29714 | 0.29714 | 0.29714 | 0.29714
Outpatient_DressingRoom_EQUIP_2013_SPEED | Equipment |  | Wkdy ¦ Default | 2014-01-01 | 2014-12-31 | Hourly | 0.29714 | 0.29714 | 0.29714 | 0.29714 | 0.49523 | 0.49523 | 0.99046 | 0.99046 | 0.99046 | 0.99046 | 0.99046 | 0.99046 | 0.99046 | 0.99046 | 0.99046 | 0.99046 | 0.99046 | 0.99046 | 0.49523 | 0.49523 | 0.29714 | 0.29714 | 0.29714 | 0.29714
Outpatient_DressingRoom_INFIL_SPEED | Infiltration |  | WntrDsn | 2014-01-01 | 2014-12-31 | Constant | bar: Hr 1
Outpatient_DressingRoom_INFIL_SPEED | Infiltration |  | SmrDsn | 2014-01-01 | 2014-12-31 | Constant | bar: Hr 1
Outpatient_DressingRoom_INFIL_SPEED | Infiltration |  | Sun | 2014-01-01 | 2014-12-31 | Constant | Hr 1: 0.5
Outpatient_DressingRoom_INFIL_SPEED | Infiltration |  | Sat | 2014-01-01 | 2014-12-31 | Constant | Hr 1: 0.5
Outpatient_DressingRoom_INFIL_SPEED | Infiltration |  | Wkdy ¦ Default | 2014-01-01 | 2014-12-31 | Constant | Hr 1: 0.5
Outpatient_DressingRoom_ACTIVITY_SPEED | Activity | W | WntrDsn | 2014-01-01 | 2014-12-31 | Constant | Hr 1: 120
Outpatient_DressingRoom_ACTIVITY_SPEED | Activity | W | SmrDsn | 2014-01-01 | 2014-12-31 | Constant | Hr 1: 120
Outpatient_DressingRoom_ACTIVITY_SPEED | Activity | W | Sun | 2014-01-01 | 2014-12-31 | Constant | Hr 1: 120
Outpatient_DressingRoom_ACTIVITY_SPEED | Activity | W | Sat | 2014-01-01 | 2014-12-31 | Constant | Hr 1: 120
Outpatient_DressingRoom_ACTIVITY_SPEED | Activity | W | Wkdy ¦ Default | 2014-01-01 | 2014-12-31 | Constant | Hr 1: 120
Outpatient_DressingRoom_OA_SPEED | OA Air |  | WntrDsn | 2014-01-01 | 2014-12-31 | Constant | bar: Hr 1
Outpatient_DressingRoom_OA_SPEED | OA Air |  | SmrDsn | 2014-01-01 | 2014-12-31 | Constant | bar: Hr 1
Outpatient_DressingRoom_OA_SPEED | OA Air |  | Sun | 2014-01-01 | 2014-12-31 | Hourly | 0 | 0 | 0 | 0 | 0 | 0 | 0 | 0 | 0 | 0 | 0 | 0 | 0 | 0 | 0 | 0 | 0 | 0 | 0 | 0 | 0 | 0 | 0 | 0
Outpatient_DressingRoom_OA_SPEED | OA Air |  | Sat | 2014-01-01 | 2014-12-31 | Hourly | 0 | 0 | 0 | 0 | 0 | 0 | 0 | 1 | 1 | 1 | 1 | 1 | 1 | 1 | 1 | 1 | 1 | 1 | 1 | 1 | 0 | 0 | 0 | 0
Outpatient_DressingRoom_OA_SPEED | OA Air |  | Wkdy ¦ Default | 2014-01-01 | 2014-12-31 | Hourly | 0 | 0 | 0 | 0 | 1 | 1 | 1 | 1 | 1 | 1 | 1 | 1 | 1 | 1 | 1 | 1 | 1 | 1 | 1 | 1 | 1 | 1 | 0 | 0
Outpatient_LockerRoom_CLGSETP_SPEED | Thermostat Setpoint | C | WntrDsn | 2014-01-01 | 2014-12-31 | Constant | Hr 1: 23.9
Outpatient_LockerRoom_CLGSETP_SPEED | Thermostat Setpoint | C | SmrDsn | 2014-01-01 | 2014-12-31 | Constant | Hr 1: 23.9
Outpatient_LockerRoom_CLGSETP_SPEED | Thermostat Setpoint | C | Sun | 2014-01-01 | 2014-12-31 | Hourly | 25.6 | 25.6 | 25.6 | 25.6 | 25.6 | 25.6 | 25.6 | 25.6 | 25.6 | 25.6 | 25.6 | 25.6 | 25.6 | 25.6 | 25.6 | 25.6 | 25.6 | 25.6 | 25.6 | 25.6 | 25.6 | 25.6 | 25.6 | 25.6
Outpatient_LockerRoom_CLGSETP_SPEED | Thermostat Setpoint | C | Sat | 2014-01-01 | 2014-12-31 | Hourly | 25.6 | 25.6 | 25.6 | 25.6 | 25.6 | 25.6 | 25.6 | 23.9 | 23.9 | 23.9 | 23.9 | 23.9 | 23.9 | 23.9 | 23.9 | 23.9 | 23.9 | 23.9 | 23.9 | 23.9 | 25.6 | 25.6 | 25.6 | 25.6
Outpatient_LockerRoom_CLGSETP_SPEED | Thermostat Setpoint | C | Wkdy ¦ Default | 2014-01-01 | 2014-12-31 | Hourly | 25.6 | 25.6 | 25.6 | 25.6 | 23.9 | 23.9 | 23.9 | 23.9 | 23.9 | 23.9 | 23.9 | 23.9 | 23.9 | 23.9 | 23.9 | 23.9 | 23.9 | 23.9 | 23.9 | 23.9 | 23.9 | 23.9 | 25.6 | 25.6
Outpatient_LockerRoom_HTGSETP_SPEED | Thermostat Setpoint | C | WntrDsn | 2014-01-01 | 2014-12-31 | Constant | Hr 1: 21.1
Outpatient_LockerRoom_HTGSETP_SPEED | Thermostat Setpoint | C | SmrDsn | 2014-01-01 | 2014-12-31 | Constant | Hr 1: 21.1
Outpatient_LockerRoom_HTGSETP_SPEED | Thermostat Setpoint | C | Sun | 2014-01-01 | 2014-12-31 | Hourly | 19.4 | 19.4 | 19.4 | 19.4 | 19.4 | 19.4 | 19.4 | 19.4 | 19.4 | 19.4 | 19.4 | 19.4 | 19.4 | 19.4 | 19.4 | 19.4 | 19.4 | 19.4 | 19.4 | 19.4 | 19.4 | 19.4 | 19.4 | 19.4
Outpatient_LockerRoom_HTGSETP_SPEED | Thermostat Setpoint | C | Sat | 2014-01-01 | 2014-12-31 | Hourly | 19.4 | 19.4 | 19.4 | 19.4 | 19.4 | 19.4 | 19.4 | 21.1 | 21.1 | 21.1 | 21.1 | 21.1 | 21.1 | 21.1 | 21.1 | 21.1 | 21.1 | 21.1 | 21.1 | 21.1 | 19.4 | 19.4 | 19.4 | 19.4
Outpatient_LockerRoom_HTGSETP_SPEED | Thermostat Setpoint | C | Wkdy ¦ Default | 2014-01-01 | 2014-12-31 | Hourly | 19.4 | 19.4 | 19.4 | 19.4 | 21.1 | 21.1 | 21.1 | 21.1 | 21.1 | 21.1 | 21.1 | 21.1 | 21.1 | 21.1 | 21.1 | 21.1 | 21.1 | 21.1 | 21.1 | 21.1 | 21.1 | 21.1 | 19.4 | 19.4
Outpatient_LockerRoom_OCC_SPEED | Occupancy |  | WntrDsn | 2014-01-01 | 2014-12-31 | Constant | Hr 1: 0
Outpatient_LockerRoom_OCC_SPEED | Occupancy |  | SmrDsn | 2014-01-01 | 2014-12-31 | Constant | bar: Hr 1
Outpatient_LockerRoom_OCC_SPEED | Occupancy |  | Sun | 2014-01-01 | 2014-12-31 | Hourly | 0 | 0 | 0 | 0 | 0 | 0 | 0 | 0 | 0.05 | 0.05 | 0.05 | 0.05 | 0.05 | 0.05 | 0.05 | 0.05 | 0.05 | 0 | 0 | 0 | 0 | 0 | 0 | 0
Outpatient_LockerRoom_OCC_SPEED | Occupancy |  | Sat | 2014-01-01 | 2014-12-31 | Hourly | 0.05 | 0.05 | 0.05 | 0.05 | 0.05 | 0.05 | 0.05 | 0.2 | 0.2 | 0.3 | 0.3 | 0.3 | 0.3 | 0.3 | 0.3 | 0.2 | 0.2 | 0.2 | 0.2 | 0.2 | 0.05 | 0.05 | 0.05 | 0.05
Outpatient_LockerRoom_OCC_SPEED | Occupancy |  | Wkdy ¦ Default | 2014-01-01 | 2014-12-31 | Hourly | 0.05 | 0.05 | 0.05 | 0.05 | 0.2 | 0.2 | 0.5 | 0.9 | 0.9 | 0.9 | 0.9 | 0.9 | 0.9 | 0.9 | 0.9 | 0.9 | 0.9 | 0.9 | 0.5 | 0.5 | 0.2 | 0.2 | 0.05 | 0.05
Outpatient_LockerRoom_LIGHT_2007_SPEED | Lighting |  | WntrDsn | 2014-01-01 | 2014-12-31 | Constant | Hr 1: 0
Outpatient_LockerRoom_LIGHT_2007_SPEED | Lighting |  | SmrDsn | 2014-01-01 | 2014-12-31 | Constant | bar: Hr 1
Outpatient_LockerRoom_LIGHT_2007_SPEED | Lighting |  | Sun | 2014-01-01 | 2014-12-31 | Hourly | 0.05 | 0.05 | 0.05 | 0.05 | 0.05 | 0.05 | 0.05 | 0.05 | 0.1 | 0.1 | 0.1 | 0.1 | 0.1 | 0.1 | 0.1 | 0.1 | 0.1 | 0.05 | 0.05 | 0.05 | 0.05 | 0.05 | 0.05 | 0.05
Outpatient_LockerRoom_LIGHT_2007_SPEED | Lighting |  | Sat | 2014-01-01 | 2014-12-31 | Hourly | 0.1 | 0.1 | 0.1 | 0.1 | 0.1 | 0.1 | 0.1 | 0.3 | 0.3 | 0.4 | 0.4 | 0.4 | 0.4 | 0.4 | 0.4 | 0.3 | 0.3 | 0.3 | 0.3 | 0.3 | 0.1 | 0.1 | 0.1 | 0.1
Outpatient_LockerRoom_LIGHT_2007_SPEED | Lighting |  | Wkdy ¦ Default | 2014-01-01 | 2014-12-31 | Hourly | 0.1 | 0.1 | 0.1 | 0.1 | 0.3 | 0.3 | 0.6 | 0.9 | 0.9 | 0.9 | 0.9 | 0.9 | 0.9 | 0.9 | 0.9 | 0.9 | 0.9 | 0.9 | 0.6 | 0.6 | 0.3 | 0.3 | 0.1 | 0.1
Outpatient_LockerRoom_EQUIP_2007_SPEED | Equipment |  | WntrDsn | 2014-01-01 | 2014-12-31 | Constant | Hr 1: 0
Outpatient_LockerRoom_EQUIP_2007_SPEED | Equipment |  | SmrDsn | 2014-01-01 | 2014-12-31 | Constant | bar: Hr 1
Outpatient_LockerRoom_EQUIP_2007_SPEED | Equipment |  | Sun | 2014-01-01 | 2014-12-31 | Hourly | 0.3 | 0.3 | 0.3 | 0.3 | 0.3 | 0.3 | 0.3 | 0.3 | 0.5 | 0.5 | 0.5 | 0.5 | 0.5 | 0.5 | 0.5 | 0.5 | 0.5 | 0.3 | 0.3 | 0.3 | 0.3 | 0.3 | 0.3 | 0.3
Outpatient_LockerRoom_EQUIP_2007_SPEED | Equipment |  | Sat | 2014-01-01 | 2014-12-31 | Hourly | 0.3 | 0.3 | 0.3 | 0.3 | 0.3 | 0.3 | 0.3 | 0.5 | 0.5 | 0.8 | 0.8 | 0.8 | 0.8 | 0.8 | 0.8 | 0.5 | 0.5 | 0.5 | 0.5 | 0.5 | 0.3 | 0.3 | 0.3 | 0.3
Outpatient_LockerRoom_EQUIP_2007_SPEED | Equipment |  | Wkdy ¦ Default | 2014-01-01 | 2014-12-31 | Hourly | 0.3 | 0.3 | 0.3 | 0.3 | 0.5 | 0.5 | 1 | 1 | 1 | 1 | 1 | 1 | 1 | 1 | 1 | 1 | 1 | 1 | 0.5 | 0.5 | 0.3 | 0.3 | 0.3 | 0.3
Outpatient_LockerRoom_LIGHT_2010_SPEED | Lighting |  | WntrDsn | 2014-01-01 | 2014-12-31 | Constant | Hr 1: 0
Outpatient_LockerRoom_LIGHT_2010_SPEED | Lighting |  | SmrDsn | 2014-01-01 | 2014-12-31 | Constant | bar: Hr 1
Outpatient_LockerRoom_LIGHT_2010_SPEED | Lighting |  | Sun | 2014-01-01 | 2014-12-31 | Hourly | 0.05 | 0.05 | 0.05 | 0.05 | 0.05 | 0.05 | 0.05 | 0.05 | 0.1 | 0.1 | 0.1 | 0.1 | 0.1 | 0.1 | 0.1 | 0.1 | 0.1 | 0.05 | 0.05 | 0.05 | 0.05 | 0.05 | 0.05 | 0.05
Outpatient_LockerRoom_LIGHT_2010_SPEED | Lighting |  | Sat | 2014-01-01 | 2014-12-31 | Hourly | 0.1 | 0.1 | 0.1 | 0.1 | 0.1 | 0.1 | 0.1 | 0.3 | 0.3 | 0.4 | 0.4 | 0.4 | 0.4 | 0.4 | 0.4 | 0.3 | 0.3 | 0.3 | 0.3 | 0.3 | 0.1 | 0.1 | 0.1 | 0.1
Outpatient_LockerRoom_LIGHT_2010_SPEED | Lighting |  | Wkdy ¦ Default | 2014-01-01 | 2014-12-31 | Hourly | 0.1 | 0.1 | 0.1 | 0.1 | 0.3 | 0.3 | 0.6 | 0.9 | 0.9 | 0.9 | 0.9 | 0.9 | 0.9 | 0.9 | 0.9 | 0.9 | 0.9 | 0.9 | 0.6 | 0.6 | 0.3 | 0.3 | 0.1 | 0.1
Outpatient_LockerRoom_EQUIP_2010_SPEED | Equipment |  | WntrDsn | 2014-01-01 | 2014-12-31 | Constant | Hr 1: 0
Outpatient_LockerRoom_EQUIP_2010_SPEED | Equipment |  | SmrDsn | 2014-01-01 | 2014-12-31 | Constant | bar: Hr 1
Outpatient_LockerRoom_EQUIP_2010_SPEED | Equipment |  | Sun | 2014-01-01 | 2014-12-31 | Hourly | 0.3 | 0.3 | 0.3 | 0.3 | 0.3 | 0.3 | 0.3 | 0.3 | 0.5 | 0.5 | 0.5 | 0.5 | 0.5 | 0.5 | 0.5 | 0.5 | 0.5 | 0.3 | 0.3 | 0.3 | 0.3 | 0.3 | 0.3 | 0.3
Outpatient_LockerRoom_EQUIP_2010_SPEED | Equipment |  | Sat | 2014-01-01 | 2014-12-31 | Hourly | 0.3 | 0.3 | 0.3 | 0.3 | 0.3 | 0.3 | 0.3 | 0.5 | 0.5 | 0.8 | 0.8 | 0.8 | 0.8 | 0.8 | 0.8 | 0.5 | 0.5 | 0.5 | 0.5 | 0.5 | 0.3 | 0.3 | 0.3 | 0.3
Outpatient_LockerRoom_EQUIP_2010_SPEED | Equipment |  | Wkdy ¦ Default | 2014-01-01 | 2014-12-31 | Hourly | 0.3 | 0.3 | 0.3 | 0.3 | 0.5 | 0.5 | 1 | 1 | 1 | 1 | 1 | 1 | 1 | 1 | 1 | 1 | 1 | 1 | 0.5 | 0.5 | 0.3 | 0.3 | 0.3 | 0.3
Outpatient_LockerRoom_LIGHT_2013_SPEED | Lighting |  | WntrDsn | 2014-01-01 | 2014-12-31 | Constant | Hr 1: 0
Outpatient_LockerRoom_LIGHT_2013_SPEED | Lighting |  | SmrDsn | 2014-01-01 | 2014-12-31 | Constant | bar: Hr 1
Outpatient_LockerRoom_LIGHT_2013_SPEED | Lighting |  | Sun | 2014-01-01 | 2014-12-31 | Hourly | 0.05 | 0.05 | 0.05 | 0.05 | 0.05 | 0.05 | 0.05 | 0.05 | 0.1 | 0.1 | 0.1 | 0.1 | 0.1 | 0.1 | 0.1 | 0.1 | 0.1 | 0.05 | 0.05 | 0.05 | 0.05 | 0.05 | 0.05 | 0.05
Outpatient_LockerRoom_LIGHT_2013_SPEED | Lighting |  | Sat | 2014-01-01 | 2014-12-31 | Hourly | 0.1 | 0.1 | 0.1 | 0.1 | 0.1 | 0.1 | 0.1 | 0.3 | 0.3 | 0.4 | 0.4 | 0.4 | 0.4 | 0.4 | 0.4 | 0.3 | 0.3 | 0.3 | 0.3 | 0.3 | 0.1 | 0.1 | 0.1 | 0.1
Outpatient_LockerRoom_LIGHT_2013_SPEED | Lighting |  | Wkdy ¦ Default | 2014-01-01 | 2014-12-31 | Hourly | 0.1 | 0.1 | 0.1 | 0.1 | 0.3 | 0.3 | 0.6 | 0.9 | 0.9 | 0.9 | 0.9 | 0.9 | 0.9 | 0.9 | 0.9 | 0.9 | 0.9 | 0.9 | 0.6 | 0.6 | 0.3 | 0.3 | 0.1 | 0.1
Outpatient_LockerRoom_EQUIP_2013_SPEED | Equipment |  | WntrDsn | 2014-01-01 | 2014-12-31 | Constant | Hr 1: 0
Outpatient_LockerRoom_EQUIP_2013_SPEED | Equipment |  | SmrDsn | 2014-01-01 | 2014-12-31 | Constant | bar: Hr 1
Outpatient_LockerRoom_EQUIP_2013_SPEED | Equipment |  | Sun | 2014-01-01 | 2014-12-31 | Hourly | 0.29714 | 0.29714 | 0.29714 | 0.29714 | 0.29714 | 0.29714 | 0.29714 | 0.29714 | 0.49523 | 0.49523 | 0.49523 | 0.49523 | 0.49523 | 0.49523 | 0.49523 | 0.49523 | 0.49523 | 0.29714 | 0.29714 | 0.29714 | 0.29714 | 0.29714 | 0.29714 | 0.29714
Outpatient_LockerRoom_EQUIP_2013_SPEED | Equipment |  | Sat | 2014-01-01 | 2014-12-31 | Hourly | 0.29714 | 0.29714 | 0.29714 | 0.29714 | 0.29714 | 0.29714 | 0.29714 | 0.49523 | 0.49523 | 0.79237 | 0.79237 | 0.79237 | 0.79237 | 0.79237 | 0.79237 | 0.49523 | 0.49523 | 0.49523 | 0.49523 | 0.49523 | 0.29714 | 0.29714 | 0.29714 | 0.29714
Outpatient_LockerRoom_EQUIP_2013_SPEED | Equipment |  | Wkdy ¦ Default | 2014-01-01 | 2014-12-31 | Hourly | 0.29714 | 0.29714 | 0.29714 | 0.29714 | 0.49523 | 0.49523 | 0.99046 | 0.99046 | 0.99046 | 0.99046 | 0.99046 | 0.99046 | 0.99046 | 0.99046 | 0.99046 | 0.99046 | 0.99046 | 0.99046 | 0.49523 | 0.49523 | 0.29714 | 0.29714 | 0.29714 | 0.29714
Outpatient_LockerRoom_INFIL_SPEED | Infiltration |  | WntrDsn | 2014-01-01 | 2014-12-31 | Constant | bar: Hr 1
Outpatient_LockerRoom_INFIL_SPEED | Infiltration |  | SmrDsn | 2014-01-01 | 2014-12-31 | Constant | bar: Hr 1
Outpatient_LockerRoom_INFIL_SPEED | Infiltration |  | Sun | 2014-01-01 | 2014-12-31 | Constant | Hr 1: 0.5
Outpatient_LockerRoom_INFIL_SPEED | Infiltration |  | Sat | 2014-01-01 | 2014-12-31 | Constant | Hr 1: 0.5
Outpatient_LockerRoom_INFIL_SPEED | Infiltration |  | Wkdy ¦ Default | 2014-01-01 | 2014-12-31 | Constant | Hr 1: 0.5
Outpatient_LockerRoom_ACTIVITY_SPEED | Activity | W | WntrDsn | 2014-01-01 | 2014-12-31 | Constant | Hr 1: 120
Outpatient_LockerRoom_ACTIVITY_SPEED | Activity | W | SmrDsn | 2014-01-01 | 2014-12-31 | Constant | Hr 1: 120
Outpatient_LockerRoom_ACTIVITY_SPEED | Activity | W | Sun | 2014-01-01 | 2014-12-31 | Constant | Hr 1: 120
Outpatient_LockerRoom_ACTIVITY_SPEED | Activity | W | Sat | 2014-01-01 | 2014-12-31 | Constant | Hr 1: 120
Outpatient_LockerRoom_ACTIVITY_SPEED | Activity | W | Wkdy ¦ Default | 2014-01-01 | 2014-12-31 | Constant | Hr 1: 120
Outpatient_LockerRoom_OA_SPEED | OA Air |  | WntrDsn | 2014-01-01 | 2014-12-31 | Constant | bar: Hr 1
Outpatient_LockerRoom_OA_SPEED | OA Air |  | SmrDsn | 2014-01-01 | 2014-12-31 | Constant | bar: Hr 1
Outpatient_LockerRoom_OA_SPEED | OA Air |  | Sun | 2014-01-01 | 2014-12-31 | Hourly | 0 | 0 | 0 | 0 | 0 | 0 | 0 | 0 | 0 | 0 | 0 | 0 | 0 | 0 | 0 | 0 | 0 | 0 | 0 | 0 | 0 | 0 | 0 | 0
Outpatient_LockerRoom_OA_SPEED | OA Air |  | Sat | 2014-01-01 | 2014-12-31 | Hourly | 0 | 0 | 0 | 0 | 0 | 0 | 0 | 1 | 1 | 1 | 1 | 1 | 1 | 1 | 1 | 1 | 1 | 1 | 1 | 1 | 0 | 0 | 0 | 0
Outpatient_LockerRoom_OA_SPEED | OA Air |  | Wkdy ¦ Default | 2014-01-01 | 2014-12-31 | Hourly | 0 | 0 | 0 | 0 | 1 | 1 | 1 | 1 | 1 | 1 | 1 | 1 | 1 | 1 | 1 | 1 | 1 | 1 | 1 | 1 | 1 | 1 | 0 | 0
Outpatient_Lounge_CLGSETP_SPEED | Thermostat Setpoint | C | WntrDsn | 2014-01-01 | 2014-12-31 | Constant | Hr 1: 23.9
Outpatient_Lounge_CLGSETP_SPEED | Thermostat Setpoint | C | SmrDsn | 2014-01-01 | 2014-12-31 | Constant | Hr 1: 23.9
Outpatient_Lounge_CLGSETP_SPEED | Thermostat Setpoint | C | Sun | 2014-01-01 | 2014-12-31 | Hourly | 25.6 | 25.6 | 25.6 | 25.6 | 25.6 | 25.6 | 25.6 | 25.6 | 25.6 | 25.6 | 25.6 | 25.6 | 25.6 | 25.6 | 25.6 | 25.6 | 25.6 | 25.6 | 25.6 | 25.6 | 25.6 | 25.6 | 25.6 | 25.6
Outpatient_Lounge_CLGSETP_SPEED | Thermostat Setpoint | C | Sat | 2014-01-01 | 2014-12-31 | Hourly | 25.6 | 25.6 | 25.6 | 25.6 | 25.6 | 25.6 | 25.6 | 23.9 | 23.9 | 23.9 | 23.9 | 23.9 | 23.9 | 23.9 | 23.9 | 23.9 | 23.9 | 23.9 | 23.9 | 23.9 | 25.6 | 25.6 | 25.6 | 25.6
Outpatient_Lounge_CLGSETP_SPEED | Thermostat Setpoint | C | Wkdy ¦ Default | 2014-01-01 | 2014-12-31 | Hourly | 25.6 | 25.6 | 25.6 | 25.6 | 23.9 | 23.9 | 23.9 | 23.9 | 23.9 | 23.9 | 23.9 | 23.9 | 23.9 | 23.9 | 23.9 | 23.9 | 23.9 | 23.9 | 23.9 | 23.9 | 23.9 | 23.9 | 25.6 | 25.6
Outpatient_Lounge_HTGSETP_SPEED | Thermostat Setpoint | C | WntrDsn | 2014-01-01 | 2014-12-31 | Constant | Hr 1: 21.1
Outpatient_Lounge_HTGSETP_SPEED | Thermostat Setpoint | C | SmrDsn | 2014-01-01 | 2014-12-31 | Constant | Hr 1: 21.1
Outpatient_Lounge_HTGSETP_SPEED | Thermostat Setpoint | C | Sun | 2014-01-01 | 2014-12-31 | Hourly | 19.4 | 19.4 | 19.4 | 19.4 | 19.4 | 19.4 | 19.4 | 19.4 | 19.4 | 19.4 | 19.4 | 19.4 | 19.4 | 19.4 | 19.4 | 19.4 | 19.4 | 19.4 | 19.4 | 19.4 | 19.4 | 19.4 | 19.4 | 19.4
Outpatient_Lounge_HTGSETP_SPEED | Thermostat Setpoint | C | Sat | 2014-01-01 | 2014-12-31 | Hourly | 19.4 | 19.4 | 19.4 | 19.4 | 19.4 | 19.4 | 19.4 | 21.1 | 21.1 | 21.1 | 21.1 | 21.1 | 21.1 | 21.1 | 21.1 | 21.1 | 21.1 | 21.1 | 21.1 | 21.1 | 19.4 | 19.4 | 19.4 | 19.4
Outpatient_Lounge_HTGSETP_SPEED | Thermostat Setpoint | C | Wkdy ¦ Default | 2014-01-01 | 2014-12-31 | Hourly | 19.4 | 19.4 | 19.4 | 19.4 | 21.1 | 21.1 | 21.1 | 21.1 | 21.1 | 21.1 | 21.1 | 21.1 | 21.1 | 21.1 | 21.1 | 21.1 | 21.1 | 21.1 | 21.1 | 21.1 | 21.1 | 21.1 | 19.4 | 19.4
Outpatient_Lounge_OCC_SPEED | Occupancy |  | WntrDsn | 2014-01-01 | 2014-12-31 | Constant | Hr 1: 0
Outpatient_Lounge_OCC_SPEED | Occupancy |  | SmrDsn | 2014-01-01 | 2014-12-31 | Constant | bar: Hr 1
Outpatient_Lounge_OCC_SPEED | Occupancy |  | Sun | 2014-01-01 | 2014-12-31 | Hourly | 0 | 0 | 0 | 0 | 0 | 0 | 0 | 0 | 0.05 | 0.05 | 0.05 | 0.05 | 0.05 | 0.05 | 0.05 | 0.05 | 0.05 | 0 | 0 | 0 | 0 | 0 | 0 | 0
Outpatient_Lounge_OCC_SPEED | Occupancy |  | Sat | 2014-01-01 | 2014-12-31 | Hourly | 0.05 | 0.05 | 0.05 | 0.05 | 0.05 | 0.05 | 0.05 | 0.2 | 0.2 | 0.3 | 0.3 | 0.3 | 0.3 | 0.3 | 0.3 | 0.2 | 0.2 | 0.2 | 0.2 | 0.2 | 0.05 | 0.05 | 0.05 | 0.05
Outpatient_Lounge_OCC_SPEED | Occupancy |  | Wkdy ¦ Default | 2014-01-01 | 2014-12-31 | Hourly | 0.05 | 0.05 | 0.05 | 0.05 | 0.2 | 0.2 | 0.5 | 0.9 | 0.9 | 0.9 | 0.9 | 0.9 | 0.9 | 0.9 | 0.9 | 0.9 | 0.9 | 0.9 | 0.5 | 0.5 | 0.2 | 0.2 | 0.05 | 0.05
Outpatient_Lounge_LIGHT_2007_SPEED | Lighting |  | WntrDsn | 2014-01-01 | 2014-12-31 | Constant | Hr 1: 0
Outpatient_Lounge_LIGHT_2007_SPEED | Lighting |  | SmrDsn | 2014-01-01 | 2014-12-31 | Constant | bar: Hr 1
Outpatient_Lounge_LIGHT_2007_SPEED | Lighting |  | Sun | 2014-01-01 | 2014-12-31 | Hourly | 0.05 | 0.05 | 0.05 | 0.05 | 0.05 | 0.05 | 0.05 | 0.05 | 0.1 | 0.1 | 0.1 | 0.1 | 0.1 | 0.1 | 0.1 | 0.1 | 0.1 | 0.05 | 0.05 | 0.05 | 0.05 | 0.05 | 0.05 | 0.05
Outpatient_Lounge_LIGHT_2007_SPEED | Lighting |  | Sat | 2014-01-01 | 2014-12-31 | Hourly | 0.1 | 0.1 | 0.1 | 0.1 | 0.1 | 0.1 | 0.1 | 0.3 | 0.3 | 0.4 | 0.4 | 0.4 | 0.4 | 0.4 | 0.4 | 0.3 | 0.3 | 0.3 | 0.3 | 0.3 | 0.1 | 0.1 | 0.1 | 0.1
Outpatient_Lounge_LIGHT_2007_SPEED | Lighting |  | Wkdy ¦ Default | 2014-01-01 | 2014-12-31 | Hourly | 0.1 | 0.1 | 0.1 | 0.1 | 0.3 | 0.3 | 0.6 | 0.9 | 0.9 | 0.9 | 0.9 | 0.9 | 0.9 | 0.9 | 0.9 | 0.9 | 0.9 | 0.9 | 0.6 | 0.6 | 0.3 | 0.3 | 0.1 | 0.1
Outpatient_Lounge_EQUIP_2007_SPEED | Equipment |  | WntrDsn | 2014-01-01 | 2014-12-31 | Constant | Hr 1: 0
Outpatient_Lounge_EQUIP_2007_SPEED | Equipment |  | SmrDsn | 2014-01-01 | 2014-12-31 | Constant | bar: Hr 1
Outpatient_Lounge_EQUIP_2007_SPEED | Equipment |  | Sun | 2014-01-01 | 2014-12-31 | Hourly | 0.3 | 0.3 | 0.3 | 0.3 | 0.3 | 0.3 | 0.3 | 0.3 | 0.5 | 0.5 | 0.5 | 0.5 | 0.5 | 0.5 | 0.5 | 0.5 | 0.5 | 0.3 | 0.3 | 0.3 | 0.3 | 0.3 | 0.3 | 0.3
Outpatient_Lounge_EQUIP_2007_SPEED | Equipment |  | Sat | 2014-01-01 | 2014-12-31 | Hourly | 0.3 | 0.3 | 0.3 | 0.3 | 0.3 | 0.3 | 0.3 | 0.5 | 0.5 | 0.8 | 0.8 | 0.8 | 0.8 | 0.8 | 0.8 | 0.5 | 0.5 | 0.5 | 0.5 | 0.5 | 0.3 | 0.3 | 0.3 | 0.3
Outpatient_Lounge_EQUIP_2007_SPEED | Equipment |  | Wkdy ¦ Default | 2014-01-01 | 2014-12-31 | Hourly | 0.3 | 0.3 | 0.3 | 0.3 | 0.5 | 0.5 | 1 | 1 | 1 | 1 | 1 | 1 | 1 | 1 | 1 | 1 | 1 | 1 | 0.5 | 0.5 | 0.3 | 0.3 | 0.3 | 0.3
Outpatient_Lounge_LIGHT_2010_SPEED | Lighting |  | WntrDsn | 2014-01-01 | 2014-12-31 | Constant | Hr 1: 0
Outpatient_Lounge_LIGHT_2010_SPEED | Lighting |  | SmrDsn | 2014-01-01 | 2014-12-31 | Constant | bar: Hr 1
Outpatient_Lounge_LIGHT_2010_SPEED | Lighting |  | Sun | 2014-01-01 | 2014-12-31 | Hourly | 0.05 | 0.05 | 0.05 | 0.05 | 0.05 | 0.05 | 0.05 | 0.05 | 0.1 | 0.1 | 0.1 | 0.1 | 0.1 | 0.1 | 0.1 | 0.1 | 0.1 | 0.05 | 0.05 | 0.05 | 0.05 | 0.05 | 0.05 | 0.05
Outpatient_Lounge_LIGHT_2010_SPEED | Lighting |  | Sat | 2014-01-01 | 2014-12-31 | Hourly | 0.1 | 0.1 | 0.1 | 0.1 | 0.1 | 0.1 | 0.1 | 0.3 | 0.3 | 0.4 | 0.4 | 0.4 | 0.4 | 0.4 | 0.4 | 0.3 | 0.3 | 0.3 | 0.3 | 0.3 | 0.1 | 0.1 | 0.1 | 0.1
Outpatient_Lounge_LIGHT_2010_SPEED | Lighting |  | Wkdy ¦ Default | 2014-01-01 | 2014-12-31 | Hourly | 0.1 | 0.1 | 0.1 | 0.1 | 0.3 | 0.3 | 0.6 | 0.9 | 0.9 | 0.9 | 0.9 | 0.9 | 0.9 | 0.9 | 0.9 | 0.9 | 0.9 | 0.9 | 0.6 | 0.6 | 0.3 | 0.3 | 0.1 | 0.1
Outpatient_Lounge_EQUIP_2010_SPEED | Equipment |  | WntrDsn | 2014-01-01 | 2014-12-31 | Constant | Hr 1: 0
Outpatient_Lounge_EQUIP_2010_SPEED | Equipment |  | SmrDsn | 2014-01-01 | 2014-12-31 | Constant | bar: Hr 1
Outpatient_Lounge_EQUIP_2010_SPEED | Equipment |  | Sun | 2014-01-01 | 2014-12-31 | Hourly | 0.3 | 0.3 | 0.3 | 0.3 | 0.3 | 0.3 | 0.3 | 0.3 | 0.5 | 0.5 | 0.5 | 0.5 | 0.5 | 0.5 | 0.5 | 0.5 | 0.5 | 0.3 | 0.3 | 0.3 | 0.3 | 0.3 | 0.3 | 0.3
Outpatient_Lounge_EQUIP_2010_SPEED | Equipment |  | Sat | 2014-01-01 | 2014-12-31 | Hourly | 0.3 | 0.3 | 0.3 | 0.3 | 0.3 | 0.3 | 0.3 | 0.5 | 0.5 | 0.8 | 0.8 | 0.8 | 0.8 | 0.8 | 0.8 | 0.5 | 0.5 | 0.5 | 0.5 | 0.5 | 0.3 | 0.3 | 0.3 | 0.3
Outpatient_Lounge_EQUIP_2010_SPEED | Equipment |  | Wkdy ¦ Default | 2014-01-01 | 2014-12-31 | Hourly | 0.3 | 0.3 | 0.3 | 0.3 | 0.5 | 0.5 | 1 | 1 | 1 | 1 | 1 | 1 | 1 | 1 | 1 | 1 | 1 | 1 | 0.5 | 0.5 | 0.3 | 0.3 | 0.3 | 0.3
Outpatient_Lounge_LIGHT_2013_SPEED | Lighting |  | WntrDsn | 2014-01-01 | 2014-12-31 | Constant | Hr 1: 0
Outpatient_Lounge_LIGHT_2013_SPEED | Lighting |  | SmrDsn | 2014-01-01 | 2014-12-31 | Constant | bar: Hr 1
Outpatient_Lounge_LIGHT_2013_SPEED | Lighting |  | Sun | 2014-01-01 | 2014-12-31 | Hourly | 0.05 | 0.05 | 0.05 | 0.05 | 0.05 | 0.05 | 0.05 | 0.05 | 0.1 | 0.1 | 0.1 | 0.1 | 0.1 | 0.1 | 0.1 | 0.1 | 0.1 | 0.05 | 0.05 | 0.05 | 0.05 | 0.05 | 0.05 | 0.05
Outpatient_Lounge_LIGHT_2013_SPEED | Lighting |  | Sat | 2014-01-01 | 2014-12-31 | Hourly | 0.1 | 0.1 | 0.1 | 0.1 | 0.1 | 0.1 | 0.1 | 0.3 | 0.3 | 0.4 | 0.4 | 0.4 | 0.4 | 0.4 | 0.4 | 0.3 | 0.3 | 0.3 | 0.3 | 0.3 | 0.1 | 0.1 | 0.1 | 0.1
Outpatient_Lounge_LIGHT_2013_SPEED | Lighting |  | Wkdy ¦ Default | 2014-01-01 | 2014-12-31 | Hourly | 0.1 | 0.1 | 0.1 | 0.1 | 0.3 | 0.3 | 0.6 | 0.9 | 0.9 | 0.9 | 0.9 | 0.9 | 0.9 | 0.9 | 0.9 | 0.9 | 0.9 | 0.9 | 0.6 | 0.6 | 0.3 | 0.3 | 0.1 | 0.1
Outpatient_Lounge_EQUIP_2013_SPEED | Equipment |  | WntrDsn | 2014-01-01 | 2014-12-31 | Constant | Hr 1: 0
Outpatient_Lounge_EQUIP_2013_SPEED | Equipment |  | SmrDsn | 2014-01-01 | 2014-12-31 | Constant | bar: Hr 1
Outpatient_Lounge_EQUIP_2013_SPEED | Equipment |  | Sun | 2014-01-01 | 2014-12-31 | Hourly | 0.29714 | 0.29714 | 0.29714 | 0.29714 | 0.29714 | 0.29714 | 0.29714 | 0.29714 | 0.49523 | 0.49523 | 0.49523 | 0.49523 | 0.49523 | 0.49523 | 0.49523 | 0.49523 | 0.49523 | 0.29714 | 0.29714 | 0.29714 | 0.29714 | 0.29714 | 0.29714 | 0.29714
Outpatient_Lounge_EQUIP_2013_SPEED | Equipment |  | Sat | 2014-01-01 | 2014-12-31 | Hourly | 0.29714 | 0.29714 | 0.29714 | 0.29714 | 0.29714 | 0.29714 | 0.29714 | 0.49523 | 0.49523 | 0.79237 | 0.79237 | 0.79237 | 0.79237 | 0.79237 | 0.79237 | 0.49523 | 0.49523 | 0.49523 | 0.49523 | 0.49523 | 0.29714 | 0.29714 | 0.29714 | 0.29714
Outpatient_Lounge_EQUIP_2013_SPEED | Equipment |  | Wkdy ¦ Default | 2014-01-01 | 2014-12-31 | Hourly | 0.29714 | 0.29714 | 0.29714 | 0.29714 | 0.49523 | 0.49523 | 0.99046 | 0.99046 | 0.99046 | 0.99046 | 0.99046 | 0.99046 | 0.99046 | 0.99046 | 0.99046 | 0.99046 | 0.99046 | 0.99046 | 0.49523 | 0.49523 | 0.29714 | 0.29714 | 0.29714 | 0.29714
Outpatient_Lounge_INFIL_SPEED | Infiltration |  | WntrDsn | 2014-01-01 | 2014-12-31 | Constant | bar: Hr 1
Outpatient_Lounge_INFIL_SPEED | Infiltration |  | SmrDsn | 2014-01-01 | 2014-12-31 | Constant | bar: Hr 1
Outpatient_Lounge_INFIL_SPEED | Infiltration |  | Sun | 2014-01-01 | 2014-12-31 | Constant | Hr 1: 0.5
Outpatient_Lounge_INFIL_SPEED | Infiltration |  | Sat | 2014-01-01 | 2014-12-31 | Constant | Hr 1: 0.5
Outpatient_Lounge_INFIL_SPEED | Infiltration |  | Wkdy ¦ Default | 2014-01-01 | 2014-12-31 | Constant | Hr 1: 0.5
Outpatient_Lounge_ACTIVITY_SPEED | Activity | W | WntrDsn | 2014-01-01 | 2014-12-31 | Constant | Hr 1: 120
Outpatient_Lounge_ACTIVITY_SPEED | Activity | W | SmrDsn | 2014-01-01 | 2014-12-31 | Constant | Hr 1: 120
Outpatient_Lounge_ACTIVITY_SPEED | Activity | W | Sun | 2014-01-01 | 2014-12-31 | Constant | Hr 1: 120
Outpatient_Lounge_ACTIVITY_SPEED | Activity | W | Sat | 2014-01-01 | 2014-12-31 | Constant | Hr 1: 120
Outpatient_Lounge_ACTIVITY_SPEED | Activity | W | Wkdy ¦ Default | 2014-01-01 | 2014-12-31 | Constant | Hr 1: 120
Outpatient_Lounge_OA_SPEED | OA Air |  | WntrDsn | 2014-01-01 | 2014-12-31 | Constant | bar: Hr 1
Outpatient_Lounge_OA_SPEED | OA Air |  | SmrDsn | 2014-01-01 | 2014-12-31 | Constant | bar: Hr 1
Outpatient_Lounge_OA_SPEED | OA Air |  | Sun | 2014-01-01 | 2014-12-31 | Hourly | 0 | 0 | 0 | 0 | 0 | 0 | 0 | 0 | 0 | 0 | 0 | 0 | 0 | 0 | 0 | 0 | 0 | 0 | 0 | 0 | 0 | 0 | 0 | 0
Outpatient_Lounge_OA_SPEED | OA Air |  | Sat | 2014-01-01 | 2014-12-31 | Hourly | 0 | 0 | 0 | 0 | 0 | 0 | 0 | 1 | 1 | 1 | 1 | 1 | 1 | 1 | 1 | 1 | 1 | 1 | 1 | 1 | 0 | 0 | 0 | 0
Outpatient_Lounge_OA_SPEED | OA Air |  | Wkdy ¦ Default | 2014-01-01 | 2014-12-31 | Hourly | 0 | 0 | 0 | 0 | 1 | 1 | 1 | 1 | 1 | 1 | 1 | 1 | 1 | 1 | 1 | 1 | 1 | 1 | 1 | 1 | 1 | 1 | 0 | 0
Outpatient_MedGas_CLGSETP_SPEED | Thermostat Setpoint | C | WntrDsn | 2014-01-01 | 2014-12-31 | Constant | Hr 1: 23.9
Outpatient_MedGas_CLGSETP_SPEED | Thermostat Setpoint | C | SmrDsn | 2014-01-01 | 2014-12-31 | Constant | Hr 1: 23.9
Outpatient_MedGas_CLGSETP_SPEED | Thermostat Setpoint | C | Sun | 2014-01-01 | 2014-12-31 | Hourly | 25.6 | 25.6 | 25.6 | 25.6 | 25.6 | 25.6 | 25.6 | 25.6 | 25.6 | 25.6 | 25.6 | 25.6 | 25.6 | 25.6 | 25.6 | 25.6 | 25.6 | 25.6 | 25.6 | 25.6 | 25.6 | 25.6 | 25.6 | 25.6
Outpatient_MedGas_CLGSETP_SPEED | Thermostat Setpoint | C | Sat | 2014-01-01 | 2014-12-31 | Hourly | 25.6 | 25.6 | 25.6 | 25.6 | 25.6 | 25.6 | 25.6 | 23.9 | 23.9 | 23.9 | 23.9 | 23.9 | 23.9 | 23.9 | 23.9 | 23.9 | 23.9 | 23.9 | 23.9 | 23.9 | 25.6 | 25.6 | 25.6 | 25.6
Outpatient_MedGas_CLGSETP_SPEED | Thermostat Setpoint | C | Wkdy ¦ Default | 2014-01-01 | 2014-12-31 | Hourly | 25.6 | 25.6 | 25.6 | 25.6 | 23.9 | 23.9 | 23.9 | 23.9 | 23.9 | 23.9 | 23.9 | 23.9 | 23.9 | 23.9 | 23.9 | 23.9 | 23.9 | 23.9 | 23.9 | 23.9 | 23.9 | 23.9 | 25.6 | 25.6
Outpatient_MedGas_HTGSETP_SPEED | Thermostat Setpoint | C | WntrDsn | 2014-01-01 | 2014-12-31 | Constant | Hr 1: 21.1
Outpatient_MedGas_HTGSETP_SPEED | Thermostat Setpoint | C | SmrDsn | 2014-01-01 | 2014-12-31 | Constant | Hr 1: 21.1
Outpatient_MedGas_HTGSETP_SPEED | Thermostat Setpoint | C | Sun | 2014-01-01 | 2014-12-31 | Hourly | 19.4 | 19.4 | 19.4 | 19.4 | 19.4 | 19.4 | 19.4 | 19.4 | 19.4 | 19.4 | 19.4 | 19.4 | 19.4 | 19.4 | 19.4 | 19.4 | 19.4 | 19.4 | 19.4 | 19.4 | 19.4 | 19.4 | 19.4 | 19.4
Outpatient_MedGas_HTGSETP_SPEED | Thermostat Setpoint | C | Sat | 2014-01-01 | 2014-12-31 | Hourly | 19.4 | 19.4 | 19.4 | 19.4 | 19.4 | 19.4 | 19.4 | 21.1 | 21.1 | 21.1 | 21.1 | 21.1 | 21.1 | 21.1 | 21.1 | 21.1 | 21.1 | 21.1 | 21.1 | 21.1 | 19.4 | 19.4 | 19.4 | 19.4
Outpatient_MedGas_HTGSETP_SPEED | Thermostat Setpoint | C | Wkdy ¦ Default | 2014-01-01 | 2014-12-31 | Hourly | 19.4 | 19.4 | 19.4 | 19.4 | 21.1 | 21.1 | 21.1 | 21.1 | 21.1 | 21.1 | 21.1 | 21.1 | 21.1 | 21.1 | 21.1 | 21.1 | 21.1 | 21.1 | 21.1 | 21.1 | 21.1 | 21.1 | 19.4 | 19.4
Outpatient_MedGas_OCC_SPEED | Occupancy |  | WntrDsn | 2014-01-01 | 2014-12-31 | Constant | Hr 1: 0
Outpatient_MedGas_OCC_SPEED | Occupancy |  | SmrDsn | 2014-01-01 | 2014-12-31 | Constant | bar: Hr 1
Outpatient_MedGas_OCC_SPEED | Occupancy |  | Sun | 2014-01-01 | 2014-12-31 | Hourly | 0 | 0 | 0 | 0 | 0 | 0 | 0 | 0 | 0.05 | 0.05 | 0.05 | 0.05 | 0.05 | 0.05 | 0.05 | 0.05 | 0.05 | 0 | 0 | 0 | 0 | 0 | 0 | 0
Outpatient_MedGas_OCC_SPEED | Occupancy |  | Sat | 2014-01-01 | 2014-12-31 | Hourly | 0.05 | 0.05 | 0.05 | 0.05 | 0.05 | 0.05 | 0.05 | 0.2 | 0.2 | 0.3 | 0.3 | 0.3 | 0.3 | 0.3 | 0.3 | 0.2 | 0.2 | 0.2 | 0.2 | 0.2 | 0.05 | 0.05 | 0.05 | 0.05
Outpatient_MedGas_OCC_SPEED | Occupancy |  | Wkdy ¦ Default | 2014-01-01 | 2014-12-31 | Hourly | 0.05 | 0.05 | 0.05 | 0.05 | 0.2 | 0.2 | 0.5 | 0.9 | 0.9 | 0.9 | 0.9 | 0.9 | 0.9 | 0.9 | 0.9 | 0.9 | 0.9 | 0.9 | 0.5 | 0.5 | 0.2 | 0.2 | 0.05 | 0.05
Outpatient_MedGas_LIGHT_2007_SPEED | Lighting |  | WntrDsn | 2014-01-01 | 2014-12-31 | Constant | Hr 1: 0
Outpatient_MedGas_LIGHT_2007_SPEED | Lighting |  | SmrDsn | 2014-01-01 | 2014-12-31 | Constant | bar: Hr 1
Outpatient_MedGas_LIGHT_2007_SPEED | Lighting |  | Sun | 2014-01-01 | 2014-12-31 | Hourly | 0.05 | 0.05 | 0.05 | 0.05 | 0.05 | 0.05 | 0.05 | 0.05 | 0.1 | 0.1 | 0.1 | 0.1 | 0.1 | 0.1 | 0.1 | 0.1 | 0.1 | 0.05 | 0.05 | 0.05 | 0.05 | 0.05 | 0.05 | 0.05
Outpatient_MedGas_LIGHT_2007_SPEED | Lighting |  | Sat | 2014-01-01 | 2014-12-31 | Hourly | 0.1 | 0.1 | 0.1 | 0.1 | 0.1 | 0.1 | 0.1 | 0.3 | 0.3 | 0.4 | 0.4 | 0.4 | 0.4 | 0.4 | 0.4 | 0.3 | 0.3 | 0.3 | 0.3 | 0.3 | 0.1 | 0.1 | 0.1 | 0.1
Outpatient_MedGas_LIGHT_2007_SPEED | Lighting |  | Wkdy ¦ Default | 2014-01-01 | 2014-12-31 | Hourly | 0.1 | 0.1 | 0.1 | 0.1 | 0.3 | 0.3 | 0.6 | 0.9 | 0.9 | 0.9 | 0.9 | 0.9 | 0.9 | 0.9 | 0.9 | 0.9 | 0.9 | 0.9 | 0.6 | 0.6 | 0.3 | 0.3 | 0.1 | 0.1
Outpatient_MedGas_EQUIP_2007_SPEED | Equipment |  | WntrDsn | 2014-01-01 | 2014-12-31 | Constant | Hr 1: 0
Outpatient_MedGas_EQUIP_2007_SPEED | Equipment |  | SmrDsn | 2014-01-01 | 2014-12-31 | Constant | bar: Hr 1
Outpatient_MedGas_EQUIP_2007_SPEED | Equipment |  | Sun | 2014-01-01 | 2014-12-31 | Hourly | 0.3 | 0.3 | 0.3 | 0.3 | 0.3 | 0.3 | 0.3 | 0.3 | 0.5 | 0.5 | 0.5 | 0.5 | 0.5 | 0.5 | 0.5 | 0.5 | 0.5 | 0.3 | 0.3 | 0.3 | 0.3 | 0.3 | 0.3 | 0.3
Outpatient_MedGas_EQUIP_2007_SPEED | Equipment |  | Sat | 2014-01-01 | 2014-12-31 | Hourly | 0.3 | 0.3 | 0.3 | 0.3 | 0.3 | 0.3 | 0.3 | 0.5 | 0.5 | 0.8 | 0.8 | 0.8 | 0.8 | 0.8 | 0.8 | 0.5 | 0.5 | 0.5 | 0.5 | 0.5 | 0.3 | 0.3 | 0.3 | 0.3
Outpatient_MedGas_EQUIP_2007_SPEED | Equipment |  | Wkdy ¦ Default | 2014-01-01 | 2014-12-31 | Hourly | 0.3 | 0.3 | 0.3 | 0.3 | 0.5 | 0.5 | 1 | 1 | 1 | 1 | 1 | 1 | 1 | 1 | 1 | 1 | 1 | 1 | 0.5 | 0.5 | 0.3 | 0.3 | 0.3 | 0.3
Outpatient_MedGas_LIGHT_2010_SPEED | Lighting |  | WntrDsn | 2014-01-01 | 2014-12-31 | Constant | Hr 1: 0
Outpatient_MedGas_LIGHT_2010_SPEED | Lighting |  | SmrDsn | 2014-01-01 | 2014-12-31 | Constant | bar: Hr 1
Outpatient_MedGas_LIGHT_2010_SPEED | Lighting |  | Sun | 2014-01-01 | 2014-12-31 | Hourly | 0.05 | 0.05 | 0.05 | 0.05 | 0.05 | 0.05 | 0.05 | 0.05 | 0.1 | 0.1 | 0.1 | 0.1 | 0.1 | 0.1 | 0.1 | 0.1 | 0.1 | 0.05 | 0.05 | 0.05 | 0.05 | 0.05 | 0.05 | 0.05
Outpatient_MedGas_LIGHT_2010_SPEED | Lighting |  | Sat | 2014-01-01 | 2014-12-31 | Hourly | 0.1 | 0.1 | 0.1 | 0.1 | 0.1 | 0.1 | 0.1 | 0.3 | 0.3 | 0.4 | 0.4 | 0.4 | 0.4 | 0.4 | 0.4 | 0.3 | 0.3 | 0.3 | 0.3 | 0.3 | 0.1 | 0.1 | 0.1 | 0.1
Outpatient_MedGas_LIGHT_2010_SPEED | Lighting |  | Wkdy ¦ Default | 2014-01-01 | 2014-12-31 | Hourly | 0.1 | 0.1 | 0.1 | 0.1 | 0.3 | 0.3 | 0.6 | 0.9 | 0.9 | 0.9 | 0.9 | 0.9 | 0.9 | 0.9 | 0.9 | 0.9 | 0.9 | 0.9 | 0.6 | 0.6 | 0.3 | 0.3 | 0.1 | 0.1
Outpatient_MedGas_EQUIP_2010_SPEED | Equipment |  | WntrDsn | 2014-01-01 | 2014-12-31 | Constant | Hr 1: 0
Outpatient_MedGas_EQUIP_2010_SPEED | Equipment |  | SmrDsn | 2014-01-01 | 2014-12-31 | Constant | bar: Hr 1
Outpatient_MedGas_EQUIP_2010_SPEED | Equipment |  | Sun | 2014-01-01 | 2014-12-31 | Hourly | 0.3 | 0.3 | 0.3 | 0.3 | 0.3 | 0.3 | 0.3 | 0.3 | 0.5 | 0.5 | 0.5 | 0.5 | 0.5 | 0.5 | 0.5 | 0.5 | 0.5 | 0.3 | 0.3 | 0.3 | 0.3 | 0.3 | 0.3 | 0.3
Outpatient_MedGas_EQUIP_2010_SPEED | Equipment |  | Sat | 2014-01-01 | 2014-12-31 | Hourly | 0.3 | 0.3 | 0.3 | 0.3 | 0.3 | 0.3 | 0.3 | 0.5 | 0.5 | 0.8 | 0.8 | 0.8 | 0.8 | 0.8 | 0.8 | 0.5 | 0.5 | 0.5 | 0.5 | 0.5 | 0.3 | 0.3 | 0.3 | 0.3
Outpatient_MedGas_EQUIP_2010_SPEED | Equipment |  | Wkdy ¦ Default | 2014-01-01 | 2014-12-31 | Hourly | 0.3 | 0.3 | 0.3 | 0.3 | 0.5 | 0.5 | 1 | 1 | 1 | 1 | 1 | 1 | 1 | 1 | 1 | 1 | 1 | 1 | 0.5 | 0.5 | 0.3 | 0.3 | 0.3 | 0.3
Outpatient_MedGas_LIGHT_2013_SPEED | Lighting |  | WntrDsn | 2014-01-01 | 2014-12-31 | Constant | Hr 1: 0
Outpatient_MedGas_LIGHT_2013_SPEED | Lighting |  | SmrDsn | 2014-01-01 | 2014-12-31 | Constant | bar: Hr 1
Outpatient_MedGas_LIGHT_2013_SPEED | Lighting |  | Sun | 2014-01-01 | 2014-12-31 | Hourly | 0.05 | 0.05 | 0.05 | 0.05 | 0.05 | 0.05 | 0.05 | 0.05 | 0.1 | 0.1 | 0.1 | 0.1 | 0.1 | 0.1 | 0.1 | 0.1 | 0.1 | 0.05 | 0.05 | 0.05 | 0.05 | 0.05 | 0.05 | 0.05
Outpatient_MedGas_LIGHT_2013_SPEED | Lighting |  | Sat | 2014-01-01 | 2014-12-31 | Hourly | 0.1 | 0.1 | 0.1 | 0.1 | 0.1 | 0.1 | 0.1 | 0.3 | 0.3 | 0.4 | 0.4 | 0.4 | 0.4 | 0.4 | 0.4 | 0.3 | 0.3 | 0.3 | 0.3 | 0.3 | 0.1 | 0.1 | 0.1 | 0.1
Outpatient_MedGas_LIGHT_2013_SPEED | Lighting |  | Wkdy ¦ Default | 2014-01-01 | 2014-12-31 | Hourly | 0.1 | 0.1 | 0.1 | 0.1 | 0.3 | 0.3 | 0.6 | 0.9 | 0.9 | 0.9 | 0.9 | 0.9 | 0.9 | 0.9 | 0.9 | 0.9 | 0.9 | 0.9 | 0.6 | 0.6 | 0.3 | 0.3 | 0.1 | 0.1
Outpatient_MedGas_EQUIP_2013_SPEED | Equipment |  | WntrDsn | 2014-01-01 | 2014-12-31 | Constant | Hr 1: 0
Outpatient_MedGas_EQUIP_2013_SPEED | Equipment |  | SmrDsn | 2014-01-01 | 2014-12-31 | Constant | bar: Hr 1
Outpatient_MedGas_EQUIP_2013_SPEED | Equipment |  | Sun | 2014-01-01 | 2014-12-31 | Hourly | 0.29714 | 0.29714 | 0.29714 | 0.29714 | 0.29714 | 0.29714 | 0.29714 | 0.29714 | 0.49523 | 0.49523 | 0.49523 | 0.49523 | 0.49523 | 0.49523 | 0.49523 | 0.49523 | 0.49523 | 0.29714 | 0.29714 | 0.29714 | 0.29714 | 0.29714 | 0.29714 | 0.29714
Outpatient_MedGas_EQUIP_2013_SPEED | Equipment |  | Sat | 2014-01-01 | 2014-12-31 | Hourly | 0.29714 | 0.29714 | 0.29714 | 0.29714 | 0.29714 | 0.29714 | 0.29714 | 0.49523 | 0.49523 | 0.79237 | 0.79237 | 0.79237 | 0.79237 | 0.79237 | 0.79237 | 0.49523 | 0.49523 | 0.49523 | 0.49523 | 0.49523 | 0.29714 | 0.29714 | 0.29714 | 0.29714
Outpatient_MedGas_EQUIP_2013_SPEED | Equipment |  | Wkdy ¦ Default | 2014-01-01 | 2014-12-31 | Hourly | 0.29714 | 0.29714 | 0.29714 | 0.29714 | 0.49523 | 0.49523 | 0.99046 | 0.99046 | 0.99046 | 0.99046 | 0.99046 | 0.99046 | 0.99046 | 0.99046 | 0.99046 | 0.99046 | 0.99046 | 0.99046 | 0.49523 | 0.49523 | 0.29714 | 0.29714 | 0.29714 | 0.29714
Outpatient_MedGas_INFIL_SPEED | Infiltration |  | WntrDsn | 2014-01-01 | 2014-12-31 | Constant | bar: Hr 1
Outpatient_MedGas_INFIL_SPEED | Infiltration |  | SmrDsn | 2014-01-01 | 2014-12-31 | Constant | bar: Hr 1
Outpatient_MedGas_INFIL_SPEED | Infiltration |  | Sun | 2014-01-01 | 2014-12-31 | Constant | Hr 1: 0.5
Outpatient_MedGas_INFIL_SPEED | Infiltration |  | Sat | 2014-01-01 | 2014-12-31 | Constant | Hr 1: 0.5
Outpatient_MedGas_INFIL_SPEED | Infiltration |  | Wkdy ¦ Default | 2014-01-01 | 2014-12-31 | Constant | Hr 1: 0.5
Outpatient_MedGas_ACTIVITY_SPEED | Activity | W | WntrDsn | 2014-01-01 | 2014-12-31 | Constant | Hr 1: 120
Outpatient_MedGas_ACTIVITY_SPEED | Activity | W | SmrDsn | 2014-01-01 | 2014-12-31 | Constant | Hr 1: 120
Outpatient_MedGas_ACTIVITY_SPEED | Activity | W | Sun | 2014-01-01 | 2014-12-31 | Constant | Hr 1: 120
Outpatient_MedGas_ACTIVITY_SPEED | Activity | W | Sat | 2014-01-01 | 2014-12-31 | Constant | Hr 1: 120
Outpatient_MedGas_ACTIVITY_SPEED | Activity | W | Wkdy ¦ Default | 2014-01-01 | 2014-12-31 | Constant | Hr 1: 120
Outpatient_MedGas_OA_SPEED | OA Air |  | WntrDsn | 2014-01-01 | 2014-12-31 | Constant | bar: Hr 1
Outpatient_MedGas_OA_SPEED | OA Air |  | SmrDsn | 2014-01-01 | 2014-12-31 | Constant | bar: Hr 1
Outpatient_MedGas_OA_SPEED | OA Air |  | Sun | 2014-01-01 | 2014-12-31 | Hourly | 0 | 0 | 0 | 0 | 0 | 0 | 0 | 0 | 0 | 0 | 0 | 0 | 0 | 0 | 0 | 0 | 0 | 0 | 0 | 0 | 0 | 0 | 0 | 0
Outpatient_MedGas_OA_SPEED | OA Air |  | Sat | 2014-01-01 | 2014-12-31 | Hourly | 0 | 0 | 0 | 0 | 0 | 0 | 0 | 1 | 1 | 1 | 1 | 1 | 1 | 1 | 1 | 1 | 1 | 1 | 1 | 1 | 0 | 0 | 0 | 0
Outpatient_MedGas_OA_SPEED | OA Air |  | Wkdy ¦ Default | 2014-01-01 | 2014-12-31 | Hourly | 0 | 0 | 0 | 0 | 1 | 1 | 1 | 1 | 1 | 1 | 1 | 1 | 1 | 1 | 1 | 1 | 1 | 1 | 1 | 1 | 1 | 1 | 0 | 0
Outpatient_MRI_CLGSETP_SPEED | Thermostat Setpoint | C | WntrDsn | 2014-01-01 | 2014-12-31 | Constant | Hr 1: 23.9
Outpatient_MRI_CLGSETP_SPEED | Thermostat Setpoint | C | SmrDsn | 2014-01-01 | 2014-12-31 | Constant | Hr 1: 23.9
Outpatient_MRI_CLGSETP_SPEED | Thermostat Setpoint | C | Sun | 2014-01-01 | 2014-12-31 | Hourly | 25.6 | 25.6 | 25.6 | 25.6 | 25.6 | 25.6 | 25.6 | 25.6 | 25.6 | 25.6 | 25.6 | 25.6 | 25.6 | 25.6 | 25.6 | 25.6 | 25.6 | 25.6 | 25.6 | 25.6 | 25.6 | 25.6 | 25.6 | 25.6
Outpatient_MRI_CLGSETP_SPEED | Thermostat Setpoint | C | Sat | 2014-01-01 | 2014-12-31 | Hourly | 25.6 | 25.6 | 25.6 | 25.6 | 25.6 | 25.6 | 25.6 | 23.9 | 23.9 | 23.9 | 23.9 | 23.9 | 23.9 | 23.9 | 23.9 | 23.9 | 23.9 | 23.9 | 23.9 | 23.9 | 25.6 | 25.6 | 25.6 | 25.6
Outpatient_MRI_CLGSETP_SPEED | Thermostat Setpoint | C | Wkdy ¦ Default | 2014-01-01 | 2014-12-31 | Hourly | 25.6 | 25.6 | 25.6 | 25.6 | 23.9 | 23.9 | 23.9 | 23.9 | 23.9 | 23.9 | 23.9 | 23.9 | 23.9 | 23.9 | 23.9 | 23.9 | 23.9 | 23.9 | 23.9 | 23.9 | 23.9 | 23.9 | 25.6 | 25.6
Outpatient_MRI_HTGSETP_SPEED | Thermostat Setpoint | C | WntrDsn | 2014-01-01 | 2014-12-31 | Constant | Hr 1: 21.1
Outpatient_MRI_HTGSETP_SPEED | Thermostat Setpoint | C | SmrDsn | 2014-01-01 | 2014-12-31 | Constant | Hr 1: 21.1
Outpatient_MRI_HTGSETP_SPEED | Thermostat Setpoint | C | Sun | 2014-01-01 | 2014-12-31 | Hourly | 19.4 | 19.4 | 19.4 | 19.4 | 19.4 | 19.4 | 19.4 | 19.4 | 19.4 | 19.4 | 19.4 | 19.4 | 19.4 | 19.4 | 19.4 | 19.4 | 19.4 | 19.4 | 19.4 | 19.4 | 19.4 | 19.4 | 19.4 | 19.4
Outpatient_MRI_HTGSETP_SPEED | Thermostat Setpoint | C | Sat | 2014-01-01 | 2014-12-31 | Hourly | 19.4 | 19.4 | 19.4 | 19.4 | 19.4 | 19.4 | 19.4 | 21.1 | 21.1 | 21.1 | 21.1 | 21.1 | 21.1 | 21.1 | 21.1 | 21.1 | 21.1 | 21.1 | 21.1 | 21.1 | 19.4 | 19.4 | 19.4 | 19.4
Outpatient_MRI_HTGSETP_SPEED | Thermostat Setpoint | C | Wkdy ¦ Default | 2014-01-01 | 2014-12-31 | Hourly | 19.4 | 19.4 | 19.4 | 19.4 | 21.1 | 21.1 | 21.1 | 21.1 | 21.1 | 21.1 | 21.1 | 21.1 | 21.1 | 21.1 | 21.1 | 21.1 | 21.1 | 21.1 | 21.1 | 21.1 | 21.1 | 21.1 | 19.4 | 19.4
Outpatient_MRI_OCC_SPEED | Occupancy |  | WntrDsn | 2014-01-01 | 2014-12-31 | Constant | Hr 1: 0
Outpatient_MRI_OCC_SPEED | Occupancy |  | SmrDsn | 2014-01-01 | 2014-12-31 | Constant | bar: Hr 1
Outpatient_MRI_OCC_SPEED | Occupancy |  | Sun | 2014-01-01 | 2014-12-31 | Hourly | 0 | 0 | 0 | 0 | 0 | 0 | 0 | 0 | 0.05 | 0.05 | 0.05 | 0.05 | 0.05 | 0.05 | 0.05 | 0.05 | 0.05 | 0 | 0 | 0 | 0 | 0 | 0 | 0
Outpatient_MRI_OCC_SPEED | Occupancy |  | Sat | 2014-01-01 | 2014-12-31 | Hourly | 0.05 | 0.05 | 0.05 | 0.05 | 0.05 | 0.05 | 0.05 | 0.2 | 0.2 | 0.3 | 0.3 | 0.3 | 0.3 | 0.3 | 0.3 | 0.2 | 0.2 | 0.2 | 0.2 | 0.2 | 0.05 | 0.05 | 0.05 | 0.05
Outpatient_MRI_OCC_SPEED | Occupancy |  | Wkdy ¦ Default | 2014-01-01 | 2014-12-31 | Hourly | 0.05 | 0.05 | 0.05 | 0.05 | 0.2 | 0.2 | 0.5 | 0.9 | 0.9 | 0.9 | 0.9 | 0.9 | 0.9 | 0.9 | 0.9 | 0.9 | 0.9 | 0.9 | 0.5 | 0.5 | 0.2 | 0.2 | 0.05 | 0.05
Outpatient_MRI_LIGHT_2007_SPEED | Lighting |  | WntrDsn | 2014-01-01 | 2014-12-31 | Constant | Hr 1: 0
Outpatient_MRI_LIGHT_2007_SPEED | Lighting |  | SmrDsn | 2014-01-01 | 2014-12-31 | Constant | bar: Hr 1
Outpatient_MRI_LIGHT_2007_SPEED | Lighting |  | Sun | 2014-01-01 | 2014-12-31 | Hourly | 0.05 | 0.05 | 0.05 | 0.05 | 0.05 | 0.05 | 0.05 | 0.05 | 0.1 | 0.1 | 0.1 | 0.1 | 0.1 | 0.1 | 0.1 | 0.1 | 0.1 | 0.05 | 0.05 | 0.05 | 0.05 | 0.05 | 0.05 | 0.05
Outpatient_MRI_LIGHT_2007_SPEED | Lighting |  | Sat | 2014-01-01 | 2014-12-31 | Hourly | 0.1 | 0.1 | 0.1 | 0.1 | 0.1 | 0.1 | 0.1 | 0.3 | 0.3 | 0.4 | 0.4 | 0.4 | 0.4 | 0.4 | 0.4 | 0.3 | 0.3 | 0.3 | 0.3 | 0.3 | 0.1 | 0.1 | 0.1 | 0.1
Outpatient_MRI_LIGHT_2007_SPEED | Lighting |  | Wkdy ¦ Default | 2014-01-01 | 2014-12-31 | Hourly | 0.1 | 0.1 | 0.1 | 0.1 | 0.3 | 0.3 | 0.6 | 0.9 | 0.9 | 0.9 | 0.9 | 0.9 | 0.9 | 0.9 | 0.9 | 0.9 | 0.9 | 0.9 | 0.6 | 0.6 | 0.3 | 0.3 | 0.1 | 0.1
Outpatient_MRI_EQUIP_2007_SPEED | Equipment |  | WntrDsn | 2014-01-01 | 2014-12-31 | Constant | Hr 1: 0
Outpatient_MRI_EQUIP_2007_SPEED | Equipment |  | SmrDsn | 2014-01-01 | 2014-12-31 | Constant | bar: Hr 1
Outpatient_MRI_EQUIP_2007_SPEED | Equipment |  | Sun | 2014-01-01 | 2014-12-31 | Hourly | 0.3 | 0.3 | 0.3 | 0.3 | 0.3 | 0.3 | 0.3 | 0.3 | 0.5 | 0.5 | 0.5 | 0.5 | 0.5 | 0.5 | 0.5 | 0.5 | 0.5 | 0.3 | 0.3 | 0.3 | 0.3 | 0.3 | 0.3 | 0.3
Outpatient_MRI_EQUIP_2007_SPEED | Equipment |  | Sat | 2014-01-01 | 2014-12-31 | Hourly | 0.3 | 0.3 | 0.3 | 0.3 | 0.3 | 0.3 | 0.3 | 0.5 | 0.5 | 0.8 | 0.8 | 0.8 | 0.8 | 0.8 | 0.8 | 0.5 | 0.5 | 0.5 | 0.5 | 0.5 | 0.3 | 0.3 | 0.3 | 0.3
Outpatient_MRI_EQUIP_2007_SPEED | Equipment |  | Wkdy ¦ Default | 2014-01-01 | 2014-12-31 | Hourly | 0.3 | 0.3 | 0.3 | 0.3 | 0.5 | 0.5 | 1 | 1 | 1 | 1 | 1 | 1 | 1 | 1 | 1 | 1 | 1 | 1 | 0.5 | 0.5 | 0.3 | 0.3 | 0.3 | 0.3
Outpatient_MRI_LIGHT_2010_SPEED | Lighting |  | WntrDsn | 2014-01-01 | 2014-12-31 | Constant | Hr 1: 0
Outpatient_MRI_LIGHT_2010_SPEED | Lighting |  | SmrDsn | 2014-01-01 | 2014-12-31 | Constant | bar: Hr 1
Outpatient_MRI_LIGHT_2010_SPEED | Lighting |  | Sun | 2014-01-01 | 2014-12-31 | Hourly | 0.05 | 0.05 | 0.05 | 0.05 | 0.05 | 0.05 | 0.05 | 0.05 | 0.1 | 0.1 | 0.1 | 0.1 | 0.1 | 0.1 | 0.1 | 0.1 | 0.1 | 0.05 | 0.05 | 0.05 | 0.05 | 0.05 | 0.05 | 0.05
Outpatient_MRI_LIGHT_2010_SPEED | Lighting |  | Sat | 2014-01-01 | 2014-12-31 | Hourly | 0.1 | 0.1 | 0.1 | 0.1 | 0.1 | 0.1 | 0.1 | 0.3 | 0.3 | 0.4 | 0.4 | 0.4 | 0.4 | 0.4 | 0.4 | 0.3 | 0.3 | 0.3 | 0.3 | 0.3 | 0.1 | 0.1 | 0.1 | 0.1
Outpatient_MRI_LIGHT_2010_SPEED | Lighting |  | Wkdy ¦ Default | 2014-01-01 | 2014-12-31 | Hourly | 0.1 | 0.1 | 0.1 | 0.1 | 0.3 | 0.3 | 0.6 | 0.9 | 0.9 | 0.9 | 0.9 | 0.9 | 0.9 | 0.9 | 0.9 | 0.9 | 0.9 | 0.9 | 0.6 | 0.6 | 0.3 | 0.3 | 0.1 | 0.1
Outpatient_MRI_EQUIP_2010_SPEED | Equipment |  | WntrDsn | 2014-01-01 | 2014-12-31 | Constant | Hr 1: 0
Outpatient_MRI_EQUIP_2010_SPEED | Equipment |  | SmrDsn | 2014-01-01 | 2014-12-31 | Constant | bar: Hr 1
Outpatient_MRI_EQUIP_2010_SPEED | Equipment |  | Sun | 2014-01-01 | 2014-12-31 | Hourly | 0.3 | 0.3 | 0.3 | 0.3 | 0.3 | 0.3 | 0.3 | 0.3 | 0.5 | 0.5 | 0.5 | 0.5 | 0.5 | 0.5 | 0.5 | 0.5 | 0.5 | 0.3 | 0.3 | 0.3 | 0.3 | 0.3 | 0.3 | 0.3
Outpatient_MRI_EQUIP_2010_SPEED | Equipment |  | Sat | 2014-01-01 | 2014-12-31 | Hourly | 0.3 | 0.3 | 0.3 | 0.3 | 0.3 | 0.3 | 0.3 | 0.5 | 0.5 | 0.8 | 0.8 | 0.8 | 0.8 | 0.8 | 0.8 | 0.5 | 0.5 | 0.5 | 0.5 | 0.5 | 0.3 | 0.3 | 0.3 | 0.3
Outpatient_MRI_EQUIP_2010_SPEED | Equipment |  | Wkdy ¦ Default | 2014-01-01 | 2014-12-31 | Hourly | 0.3 | 0.3 | 0.3 | 0.3 | 0.5 | 0.5 | 1 | 1 | 1 | 1 | 1 | 1 | 1 | 1 | 1 | 1 | 1 | 1 | 0.5 | 0.5 | 0.3 | 0.3 | 0.3 | 0.3
Outpatient_MRI_LIGHT_2013_SPEED | Lighting |  | WntrDsn | 2014-01-01 | 2014-12-31 | Constant | Hr 1: 0
Outpatient_MRI_LIGHT_2013_SPEED | Lighting |  | SmrDsn | 2014-01-01 | 2014-12-31 | Constant | bar: Hr 1
Outpatient_MRI_LIGHT_2013_SPEED | Lighting |  | Sun | 2014-01-01 | 2014-12-31 | Hourly | 0.05 | 0.05 | 0.05 | 0.05 | 0.05 | 0.05 | 0.05 | 0.05 | 0.1 | 0.1 | 0.1 | 0.1 | 0.1 | 0.1 | 0.1 | 0.1 | 0.1 | 0.05 | 0.05 | 0.05 | 0.05 | 0.05 | 0.05 | 0.05
Outpatient_MRI_LIGHT_2013_SPEED | Lighting |  | Sat | 2014-01-01 | 2014-12-31 | Hourly | 0.1 | 0.1 | 0.1 | 0.1 | 0.1 | 0.1 | 0.1 | 0.3 | 0.3 | 0.4 | 0.4 | 0.4 | 0.4 | 0.4 | 0.4 | 0.3 | 0.3 | 0.3 | 0.3 | 0.3 | 0.1 | 0.1 | 0.1 | 0.1
Outpatient_MRI_LIGHT_2013_SPEED | Lighting |  | Wkdy ¦ Default | 2014-01-01 | 2014-12-31 | Hourly | 0.1 | 0.1 | 0.1 | 0.1 | 0.3 | 0.3 | 0.6 | 0.9 | 0.9 | 0.9 | 0.9 | 0.9 | 0.9 | 0.9 | 0.9 | 0.9 | 0.9 | 0.9 | 0.6 | 0.6 | 0.3 | 0.3 | 0.1 | 0.1
Outpatient_MRI_EQUIP_2013_SPEED | Equipment |  | WntrDsn | 2014-01-01 | 2014-12-31 | Constant | Hr 1: 0
Outpatient_MRI_EQUIP_2013_SPEED | Equipment |  | SmrDsn | 2014-01-01 | 2014-12-31 | Constant | bar: Hr 1
Outpatient_MRI_EQUIP_2013_SPEED | Equipment |  | Sun | 2014-01-01 | 2014-12-31 | Hourly | 0.29714 | 0.29714 | 0.29714 | 0.29714 | 0.29714 | 0.29714 | 0.29714 | 0.29714 | 0.49523 | 0.49523 | 0.49523 | 0.49523 | 0.49523 | 0.49523 | 0.49523 | 0.49523 | 0.49523 | 0.29714 | 0.29714 | 0.29714 | 0.29714 | 0.29714 | 0.29714 | 0.29714
Outpatient_MRI_EQUIP_2013_SPEED | Equipment |  | Sat | 2014-01-01 | 2014-12-31 | Hourly | 0.29714 | 0.29714 | 0.29714 | 0.29714 | 0.29714 | 0.29714 | 0.29714 | 0.49523 | 0.49523 | 0.79237 | 0.79237 | 0.79237 | 0.79237 | 0.79237 | 0.79237 | 0.49523 | 0.49523 | 0.49523 | 0.49523 | 0.49523 | 0.29714 | 0.29714 | 0.29714 | 0.29714
Outpatient_MRI_EQUIP_2013_SPEED | Equipment |  | Wkdy ¦ Default | 2014-01-01 | 2014-12-31 | Hourly | 0.29714 | 0.29714 | 0.29714 | 0.29714 | 0.49523 | 0.49523 | 0.99046 | 0.99046 | 0.99046 | 0.99046 | 0.99046 | 0.99046 | 0.99046 | 0.99046 | 0.99046 | 0.99046 | 0.99046 | 0.99046 | 0.49523 | 0.49523 | 0.29714 | 0.29714 | 0.29714 | 0.29714
Outpatient_MRI_INFIL_SPEED | Infiltration |  | WntrDsn | 2014-01-01 | 2014-12-31 | Constant | bar: Hr 1
Outpatient_MRI_INFIL_SPEED | Infiltration |  | SmrDsn | 2014-01-01 | 2014-12-31 | Constant | bar: Hr 1
Outpatient_MRI_INFIL_SPEED | Infiltration |  | Sun | 2014-01-01 | 2014-12-31 | Constant | Hr 1: 0.5
Outpatient_MRI_INFIL_SPEED | Infiltration |  | Sat | 2014-01-01 | 2014-12-31 | Constant | Hr 1: 0.5
Outpatient_MRI_INFIL_SPEED | Infiltration |  | Wkdy ¦ Default | 2014-01-01 | 2014-12-31 | Constant | Hr 1: 0.5
Outpatient_MRI_ACTIVITY_SPEED | Activity | W | WntrDsn | 2014-01-01 | 2014-12-31 | Constant | Hr 1: 120
Outpatient_MRI_ACTIVITY_SPEED | Activity | W | SmrDsn | 2014-01-01 | 2014-12-31 | Constant | Hr 1: 120
Outpatient_MRI_ACTIVITY_SPEED | Activity | W | Sun | 2014-01-01 | 2014-12-31 | Constant | Hr 1: 120
Outpatient_MRI_ACTIVITY_SPEED | Activity | W | Sat | 2014-01-01 | 2014-12-31 | Constant | Hr 1: 120
Outpatient_MRI_ACTIVITY_SPEED | Activity | W | Wkdy ¦ Default | 2014-01-01 | 2014-12-31 | Constant | Hr 1: 120
Outpatient_MRI_OA_SPEED | OA Air |  | WntrDsn | 2014-01-01 | 2014-12-31 | Constant | bar: Hr 1
Outpatient_MRI_OA_SPEED | OA Air |  | SmrDsn | 2014-01-01 | 2014-12-31 | Constant | bar: Hr 1
Outpatient_MRI_OA_SPEED | OA Air |  | Sun | 2014-01-01 | 2014-12-31 | Hourly | 0 | 0 | 0 | 0 | 0 | 0 | 0 | 0 | 0 | 0 | 0 | 0 | 0 | 0 | 0 | 0 | 0 | 0 | 0 | 0 | 0 | 0 | 0 | 0
Outpatient_MRI_OA_SPEED | OA Air |  | Sat | 2014-01-01 | 2014-12-31 | Hourly | 0 | 0 | 0 | 0 | 0 | 0 | 0 | 1 | 1 | 1 | 1 | 1 | 1 | 1 | 1 | 1 | 1 | 1 | 1 | 1 | 0 | 0 | 0 | 0
Outpatient_MRI_OA_SPEED | OA Air |  | Wkdy ¦ Default | 2014-01-01 | 2014-12-31 | Hourly | 0 | 0 | 0 | 0 | 1 | 1 | 1 | 1 | 1 | 1 | 1 | 1 | 1 | 1 | 1 | 1 | 1 | 1 | 1 | 1 | 1 | 1 | 0 | 0
Outpatient_NurseStation_CLGSETP_SPEED | Thermostat Setpoint | C | WntrDsn | 2014-01-01 | 2014-12-31 | Constant | Hr 1: 23.9
Outpatient_NurseStation_CLGSETP_SPEED | Thermostat Setpoint | C | SmrDsn | 2014-01-01 | 2014-12-31 | Constant | Hr 1: 23.9
Outpatient_NurseStation_CLGSETP_SPEED | Thermostat Setpoint | C | Sun | 2014-01-01 | 2014-12-31 | Hourly | 25.6 | 25.6 | 25.6 | 25.6 | 25.6 | 25.6 | 25.6 | 25.6 | 25.6 | 25.6 | 25.6 | 25.6 | 25.6 | 25.6 | 25.6 | 25.6 | 25.6 | 25.6 | 25.6 | 25.6 | 25.6 | 25.6 | 25.6 | 25.6
Outpatient_NurseStation_CLGSETP_SPEED | Thermostat Setpoint | C | Sat | 2014-01-01 | 2014-12-31 | Hourly | 25.6 | 25.6 | 25.6 | 25.6 | 25.6 | 25.6 | 25.6 | 23.9 | 23.9 | 23.9 | 23.9 | 23.9 | 23.9 | 23.9 | 23.9 | 23.9 | 23.9 | 23.9 | 23.9 | 23.9 | 25.6 | 25.6 | 25.6 | 25.6
Outpatient_NurseStation_CLGSETP_SPEED | Thermostat Setpoint | C | Wkdy ¦ Default | 2014-01-01 | 2014-12-31 | Hourly | 25.6 | 25.6 | 25.6 | 25.6 | 23.9 | 23.9 | 23.9 | 23.9 | 23.9 | 23.9 | 23.9 | 23.9 | 23.9 | 23.9 | 23.9 | 23.9 | 23.9 | 23.9 | 23.9 | 23.9 | 23.9 | 23.9 | 25.6 | 25.6
Outpatient_NurseStation_HTGSETP_SPEED | Thermostat Setpoint | C | WntrDsn | 2014-01-01 | 2014-12-31 | Constant | Hr 1: 21.1
Outpatient_NurseStation_HTGSETP_SPEED | Thermostat Setpoint | C | SmrDsn | 2014-01-01 | 2014-12-31 | Constant | Hr 1: 21.1
Outpatient_NurseStation_HTGSETP_SPEED | Thermostat Setpoint | C | Sun | 2014-01-01 | 2014-12-31 | Hourly | 19.4 | 19.4 | 19.4 | 19.4 | 19.4 | 19.4 | 19.4 | 19.4 | 19.4 | 19.4 | 19.4 | 19.4 | 19.4 | 19.4 | 19.4 | 19.4 | 19.4 | 19.4 | 19.4 | 19.4 | 19.4 | 19.4 | 19.4 | 19.4
Outpatient_NurseStation_HTGSETP_SPEED | Thermostat Setpoint | C | Sat | 2014-01-01 | 2014-12-31 | Hourly | 19.4 | 19.4 | 19.4 | 19.4 | 19.4 | 19.4 | 19.4 | 21.1 | 21.1 | 21.1 | 21.1 | 21.1 | 21.1 | 21.1 | 21.1 | 21.1 | 21.1 | 21.1 | 21.1 | 21.1 | 19.4 | 19.4 | 19.4 | 19.4
Outpatient_NurseStation_HTGSETP_SPEED | Thermostat Setpoint | C | Wkdy ¦ Default | 2014-01-01 | 2014-12-31 | Hourly | 19.4 | 19.4 | 19.4 | 19.4 | 21.1 | 21.1 | 21.1 | 21.1 | 21.1 | 21.1 | 21.1 | 21.1 | 21.1 | 21.1 | 21.1 | 21.1 | 21.1 | 21.1 | 21.1 | 21.1 | 21.1 | 21.1 | 19.4 | 19.4
Outpatient_NurseStation_OCC_SPEED | Occupancy |  | WntrDsn | 2014-01-01 | 2014-12-31 | Constant | Hr 1: 0
Outpatient_NurseStation_OCC_SPEED | Occupancy |  | SmrDsn | 2014-01-01 | 2014-12-31 | Constant | bar: Hr 1
Outpatient_NurseStation_OCC_SPEED | Occupancy |  | Sun | 2014-01-01 | 2014-12-31 | Hourly | 0 | 0 | 0 | 0 | 0 | 0 | 0 | 0 | 0.05 | 0.05 | 0.05 | 0.05 | 0.05 | 0.05 | 0.05 | 0.05 | 0.05 | 0 | 0 | 0 | 0 | 0 | 0 | 0
Outpatient_NurseStation_OCC_SPEED | Occupancy |  | Sat | 2014-01-01 | 2014-12-31 | Hourly | 0.05 | 0.05 | 0.05 | 0.05 | 0.05 | 0.05 | 0.05 | 0.2 | 0.2 | 0.3 | 0.3 | 0.3 | 0.3 | 0.3 | 0.3 | 0.2 | 0.2 | 0.2 | 0.2 | 0.2 | 0.05 | 0.05 | 0.05 | 0.05
Outpatient_NurseStation_OCC_SPEED | Occupancy |  | Wkdy ¦ Default | 2014-01-01 | 2014-12-31 | Hourly | 0.05 | 0.05 | 0.05 | 0.05 | 0.2 | 0.2 | 0.5 | 0.9 | 0.9 | 0.9 | 0.9 | 0.9 | 0.9 | 0.9 | 0.9 | 0.9 | 0.9 | 0.9 | 0.5 | 0.5 | 0.2 | 0.2 | 0.05 | 0.05
Outpatient_NurseStation_LIGHT_2007_SPEED | Lighting |  | WntrDsn | 2014-01-01 | 2014-12-31 | Constant | Hr 1: 0
Outpatient_NurseStation_LIGHT_2007_SPEED | Lighting |  | SmrDsn | 2014-01-01 | 2014-12-31 | Constant | bar: Hr 1
Outpatient_NurseStation_LIGHT_2007_SPEED | Lighting |  | Sun | 2014-01-01 | 2014-12-31 | Hourly | 0.05 | 0.05 | 0.05 | 0.05 | 0.05 | 0.05 | 0.05 | 0.05 | 0.1 | 0.1 | 0.1 | 0.1 | 0.1 | 0.1 | 0.1 | 0.1 | 0.1 | 0.05 | 0.05 | 0.05 | 0.05 | 0.05 | 0.05 | 0.05
Outpatient_NurseStation_LIGHT_2007_SPEED | Lighting |  | Sat | 2014-01-01 | 2014-12-31 | Hourly | 0.1 | 0.1 | 0.1 | 0.1 | 0.1 | 0.1 | 0.1 | 0.3 | 0.3 | 0.4 | 0.4 | 0.4 | 0.4 | 0.4 | 0.4 | 0.3 | 0.3 | 0.3 | 0.3 | 0.3 | 0.1 | 0.1 | 0.1 | 0.1
Outpatient_NurseStation_LIGHT_2007_SPEED | Lighting |  | Wkdy ¦ Default | 2014-01-01 | 2014-12-31 | Hourly | 0.1 | 0.1 | 0.1 | 0.1 | 0.3 | 0.3 | 0.6 | 0.9 | 0.9 | 0.9 | 0.9 | 0.9 | 0.9 | 0.9 | 0.9 | 0.9 | 0.9 | 0.9 | 0.6 | 0.6 | 0.3 | 0.3 | 0.1 | 0.1
Outpatient_NurseStation_EQUIP_2007_SPEED | Equipment |  | WntrDsn | 2014-01-01 | 2014-12-31 | Constant | Hr 1: 0
Outpatient_NurseStation_EQUIP_2007_SPEED | Equipment |  | SmrDsn | 2014-01-01 | 2014-12-31 | Constant | bar: Hr 1
Outpatient_NurseStation_EQUIP_2007_SPEED | Equipment |  | Sun | 2014-01-01 | 2014-12-31 | Hourly | 0.3 | 0.3 | 0.3 | 0.3 | 0.3 | 0.3 | 0.3 | 0.3 | 0.5 | 0.5 | 0.5 | 0.5 | 0.5 | 0.5 | 0.5 | 0.5 | 0.5 | 0.3 | 0.3 | 0.3 | 0.3 | 0.3 | 0.3 | 0.3
Outpatient_NurseStation_EQUIP_2007_SPEED | Equipment |  | Sat | 2014-01-01 | 2014-12-31 | Hourly | 0.3 | 0.3 | 0.3 | 0.3 | 0.3 | 0.3 | 0.3 | 0.5 | 0.5 | 0.8 | 0.8 | 0.8 | 0.8 | 0.8 | 0.8 | 0.5 | 0.5 | 0.5 | 0.5 | 0.5 | 0.3 | 0.3 | 0.3 | 0.3
Outpatient_NurseStation_EQUIP_2007_SPEED | Equipment |  | Wkdy ¦ Default | 2014-01-01 | 2014-12-31 | Hourly | 0.3 | 0.3 | 0.3 | 0.3 | 0.5 | 0.5 | 1 | 1 | 1 | 1 | 1 | 1 | 1 | 1 | 1 | 1 | 1 | 1 | 0.5 | 0.5 | 0.3 | 0.3 | 0.3 | 0.3
Outpatient_NurseStation_LIGHT_2010_SPEED | Lighting |  | WntrDsn | 2014-01-01 | 2014-12-31 | Constant | Hr 1: 0
Outpatient_NurseStation_LIGHT_2010_SPEED | Lighting |  | SmrDsn | 2014-01-01 | 2014-12-31 | Constant | bar: Hr 1
Outpatient_NurseStation_LIGHT_2010_SPEED | Lighting |  | Sun | 2014-01-01 | 2014-12-31 | Hourly | 0.05 | 0.05 | 0.05 | 0.05 | 0.05 | 0.05 | 0.05 | 0.05 | 0.1 | 0.1 | 0.1 | 0.1 | 0.1 | 0.1 | 0.1 | 0.1 | 0.1 | 0.05 | 0.05 | 0.05 | 0.05 | 0.05 | 0.05 | 0.05
Outpatient_NurseStation_LIGHT_2010_SPEED | Lighting |  | Sat | 2014-01-01 | 2014-12-31 | Hourly | 0.1 | 0.1 | 0.1 | 0.1 | 0.1 | 0.1 | 0.1 | 0.3 | 0.3 | 0.4 | 0.4 | 0.4 | 0.4 | 0.4 | 0.4 | 0.3 | 0.3 | 0.3 | 0.3 | 0.3 | 0.1 | 0.1 | 0.1 | 0.1
Outpatient_NurseStation_LIGHT_2010_SPEED | Lighting |  | Wkdy ¦ Default | 2014-01-01 | 2014-12-31 | Hourly | 0.1 | 0.1 | 0.1 | 0.1 | 0.3 | 0.3 | 0.6 | 0.9 | 0.9 | 0.9 | 0.9 | 0.9 | 0.9 | 0.9 | 0.9 | 0.9 | 0.9 | 0.9 | 0.6 | 0.6 | 0.3 | 0.3 | 0.1 | 0.1
Outpatient_NurseStation_EQUIP_2010_SPEED | Equipment |  | WntrDsn | 2014-01-01 | 2014-12-31 | Constant | Hr 1: 0
Outpatient_NurseStation_EQUIP_2010_SPEED | Equipment |  | SmrDsn | 2014-01-01 | 2014-12-31 | Constant | bar: Hr 1
Outpatient_NurseStation_EQUIP_2010_SPEED | Equipment |  | Sun | 2014-01-01 | 2014-12-31 | Hourly | 0.3 | 0.3 | 0.3 | 0.3 | 0.3 | 0.3 | 0.3 | 0.3 | 0.5 | 0.5 | 0.5 | 0.5 | 0.5 | 0.5 | 0.5 | 0.5 | 0.5 | 0.3 | 0.3 | 0.3 | 0.3 | 0.3 | 0.3 | 0.3
Outpatient_NurseStation_EQUIP_2010_SPEED | Equipment |  | Sat | 2014-01-01 | 2014-12-31 | Hourly | 0.3 | 0.3 | 0.3 | 0.3 | 0.3 | 0.3 | 0.3 | 0.5 | 0.5 | 0.8 | 0.8 | 0.8 | 0.8 | 0.8 | 0.8 | 0.5 | 0.5 | 0.5 | 0.5 | 0.5 | 0.3 | 0.3 | 0.3 | 0.3
Outpatient_NurseStation_EQUIP_2010_SPEED | Equipment |  | Wkdy ¦ Default | 2014-01-01 | 2014-12-31 | Hourly | 0.3 | 0.3 | 0.3 | 0.3 | 0.5 | 0.5 | 1 | 1 | 1 | 1 | 1 | 1 | 1 | 1 | 1 | 1 | 1 | 1 | 0.5 | 0.5 | 0.3 | 0.3 | 0.3 | 0.3
Outpatient_NurseStation_LIGHT_2013_SPEED | Lighting |  | WntrDsn | 2014-01-01 | 2014-12-31 | Constant | Hr 1: 0
Outpatient_NurseStation_LIGHT_2013_SPEED | Lighting |  | SmrDsn | 2014-01-01 | 2014-12-31 | Constant | bar: Hr 1
Outpatient_NurseStation_LIGHT_2013_SPEED | Lighting |  | Sun | 2014-01-01 | 2014-12-31 | Hourly | 0.05 | 0.05 | 0.05 | 0.05 | 0.05 | 0.05 | 0.05 | 0.05 | 0.1 | 0.1 | 0.1 | 0.1 | 0.1 | 0.1 | 0.1 | 0.1 | 0.1 | 0.05 | 0.05 | 0.05 | 0.05 | 0.05 | 0.05 | 0.05
Outpatient_NurseStation_LIGHT_2013_SPEED | Lighting |  | Sat | 2014-01-01 | 2014-12-31 | Hourly | 0.1 | 0.1 | 0.1 | 0.1 | 0.1 | 0.1 | 0.1 | 0.3 | 0.3 | 0.4 | 0.4 | 0.4 | 0.4 | 0.4 | 0.4 | 0.3 | 0.3 | 0.3 | 0.3 | 0.3 | 0.1 | 0.1 | 0.1 | 0.1
Outpatient_NurseStation_LIGHT_2013_SPEED | Lighting |  | Wkdy ¦ Default | 2014-01-01 | 2014-12-31 | Hourly | 0.1 | 0.1 | 0.1 | 0.1 | 0.3 | 0.3 | 0.6 | 0.9 | 0.9 | 0.9 | 0.9 | 0.9 | 0.9 | 0.9 | 0.9 | 0.9 | 0.9 | 0.9 | 0.6 | 0.6 | 0.3 | 0.3 | 0.1 | 0.1
Outpatient_NurseStation_EQUIP_2013_SPEED | Equipment |  | WntrDsn | 2014-01-01 | 2014-12-31 | Constant | Hr 1: 0
Outpatient_NurseStation_EQUIP_2013_SPEED | Equipment |  | SmrDsn | 2014-01-01 | 2014-12-31 | Constant | bar: Hr 1
Outpatient_NurseStation_EQUIP_2013_SPEED | Equipment |  | Sun | 2014-01-01 | 2014-12-31 | Hourly | 0.29714 | 0.29714 | 0.29714 | 0.29714 | 0.29714 | 0.29714 | 0.29714 | 0.29714 | 0.49523 | 0.49523 | 0.49523 | 0.49523 | 0.49523 | 0.49523 | 0.49523 | 0.49523 | 0.49523 | 0.29714 | 0.29714 | 0.29714 | 0.29714 | 0.29714 | 0.29714 | 0.29714
Outpatient_NurseStation_EQUIP_2013_SPEED | Equipment |  | Sat | 2014-01-01 | 2014-12-31 | Hourly | 0.29714 | 0.29714 | 0.29714 | 0.29714 | 0.29714 | 0.29714 | 0.29714 | 0.49523 | 0.49523 | 0.79237 | 0.79237 | 0.79237 | 0.79237 | 0.79237 | 0.79237 | 0.49523 | 0.49523 | 0.49523 | 0.49523 | 0.49523 | 0.29714 | 0.29714 | 0.29714 | 0.29714
Outpatient_NurseStation_EQUIP_2013_SPEED | Equipment |  | Wkdy ¦ Default | 2014-01-01 | 2014-12-31 | Hourly | 0.29714 | 0.29714 | 0.29714 | 0.29714 | 0.49523 | 0.49523 | 0.99046 | 0.99046 | 0.99046 | 0.99046 | 0.99046 | 0.99046 | 0.99046 | 0.99046 | 0.99046 | 0.99046 | 0.99046 | 0.99046 | 0.49523 | 0.49523 | 0.29714 | 0.29714 | 0.29714 | 0.29714
Outpatient_NurseStation_INFIL_SPEED | Infiltration |  | WntrDsn | 2014-01-01 | 2014-12-31 | Constant | bar: Hr 1
Outpatient_NurseStation_INFIL_SPEED | Infiltration |  | SmrDsn | 2014-01-01 | 2014-12-31 | Constant | bar: Hr 1
Outpatient_NurseStation_INFIL_SPEED | Infiltration |  | Sun | 2014-01-01 | 2014-12-31 | Constant | Hr 1: 0.5
Outpatient_NurseStation_INFIL_SPEED | Infiltration |  | Sat | 2014-01-01 | 2014-12-31 | Constant | Hr 1: 0.5
Outpatient_NurseStation_INFIL_SPEED | Infiltration |  | Wkdy ¦ Default | 2014-01-01 | 2014-12-31 | Constant | Hr 1: 0.5
Outpatient_NurseStation_ACTIVITY_SPEED | Activity | W | WntrDsn | 2014-01-01 | 2014-12-31 | Constant | Hr 1: 120
Outpatient_NurseStation_ACTIVITY_SPEED | Activity | W | SmrDsn | 2014-01-01 | 2014-12-31 | Constant | Hr 1: 120
Outpatient_NurseStation_ACTIVITY_SPEED | Activity | W | Sun | 2014-01-01 | 2014-12-31 | Constant | Hr 1: 120
Outpatient_NurseStation_ACTIVITY_SPEED | Activity | W | Sat | 2014-01-01 | 2014-12-31 | Constant | Hr 1: 120
Outpatient_NurseStation_ACTIVITY_SPEED | Activity | W | Wkdy ¦ Default | 2014-01-01 | 2014-12-31 | Constant | Hr 1: 120
Outpatient_NurseStation_OA_SPEED | OA Air |  | WntrDsn | 2014-01-01 | 2014-12-31 | Constant | bar: Hr 1
Outpatient_NurseStation_OA_SPEED | OA Air |  | SmrDsn | 2014-01-01 | 2014-12-31 | Constant | bar: Hr 1
Outpatient_NurseStation_OA_SPEED | OA Air |  | Sun | 2014-01-01 | 2014-12-31 | Hourly | 0 | 0 | 0 | 0 | 0 | 0 | 0 | 0 | 0 | 0 | 0 | 0 | 0 | 0 | 0 | 0 | 0 | 0 | 0 | 0 | 0 | 0 | 0 | 0
Outpatient_NurseStation_OA_SPEED | OA Air |  | Sat | 2014-01-01 | 2014-12-31 | Hourly | 0 | 0 | 0 | 0 | 0 | 0 | 0 | 1 | 1 | 1 | 1 | 1 | 1 | 1 | 1 | 1 | 1 | 1 | 1 | 1 | 0 | 0 | 0 | 0
Outpatient_NurseStation_OA_SPEED | OA Air |  | Wkdy ¦ Default | 2014-01-01 | 2014-12-31 | Hourly | 0 | 0 | 0 | 0 | 1 | 1 | 1 | 1 | 1 | 1 | 1 | 1 | 1 | 1 | 1 | 1 | 1 | 1 | 1 | 1 | 1 | 1 | 0 | 0
Outpatient_Reception_CLGSETP_SPEED | Thermostat Setpoint | C | WntrDsn | 2014-01-01 | 2014-12-31 | Constant | Hr 1: 23.9
Outpatient_Reception_CLGSETP_SPEED | Thermostat Setpoint | C | SmrDsn | 2014-01-01 | 2014-12-31 | Constant | Hr 1: 23.9
Outpatient_Reception_CLGSETP_SPEED | Thermostat Setpoint | C | Sun | 2014-01-01 | 2014-12-31 | Hourly | 25.6 | 25.6 | 25.6 | 25.6 | 25.6 | 25.6 | 25.6 | 25.6 | 25.6 | 25.6 | 25.6 | 25.6 | 25.6 | 25.6 | 25.6 | 25.6 | 25.6 | 25.6 | 25.6 | 25.6 | 25.6 | 25.6 | 25.6 | 25.6
Outpatient_Reception_CLGSETP_SPEED | Thermostat Setpoint | C | Sat | 2014-01-01 | 2014-12-31 | Hourly | 25.6 | 25.6 | 25.6 | 25.6 | 25.6 | 25.6 | 25.6 | 23.9 | 23.9 | 23.9 | 23.9 | 23.9 | 23.9 | 23.9 | 23.9 | 23.9 | 23.9 | 23.9 | 23.9 | 23.9 | 25.6 | 25.6 | 25.6 | 25.6
Outpatient_Reception_CLGSETP_SPEED | Thermostat Setpoint | C | Wkdy ¦ Default | 2014-01-01 | 2014-12-31 | Hourly | 25.6 | 25.6 | 25.6 | 25.6 | 23.9 | 23.9 | 23.9 | 23.9 | 23.9 | 23.9 | 23.9 | 23.9 | 23.9 | 23.9 | 23.9 | 23.9 | 23.9 | 23.9 | 23.9 | 23.9 | 23.9 | 23.9 | 25.6 | 25.6
Outpatient_Reception_HTGSETP_SPEED | Thermostat Setpoint | C | WntrDsn | 2014-01-01 | 2014-12-31 | Constant | Hr 1: 21.1
Outpatient_Reception_HTGSETP_SPEED | Thermostat Setpoint | C | SmrDsn | 2014-01-01 | 2014-12-31 | Constant | Hr 1: 21.1
Outpatient_Reception_HTGSETP_SPEED | Thermostat Setpoint | C | Sun | 2014-01-01 | 2014-12-31 | Hourly | 19.4 | 19.4 | 19.4 | 19.4 | 19.4 | 19.4 | 19.4 | 19.4 | 19.4 | 19.4 | 19.4 | 19.4 | 19.4 | 19.4 | 19.4 | 19.4 | 19.4 | 19.4 | 19.4 | 19.4 | 19.4 | 19.4 | 19.4 | 19.4
Outpatient_Reception_HTGSETP_SPEED | Thermostat Setpoint | C | Sat | 2014-01-01 | 2014-12-31 | Hourly | 19.4 | 19.4 | 19.4 | 19.4 | 19.4 | 19.4 | 19.4 | 21.1 | 21.1 | 21.1 | 21.1 | 21.1 | 21.1 | 21.1 | 21.1 | 21.1 | 21.1 | 21.1 | 21.1 | 21.1 | 19.4 | 19.4 | 19.4 | 19.4
Outpatient_Reception_HTGSETP_SPEED | Thermostat Setpoint | C | Wkdy ¦ Default | 2014-01-01 | 2014-12-31 | Hourly | 19.4 | 19.4 | 19.4 | 19.4 | 21.1 | 21.1 | 21.1 | 21.1 | 21.1 | 21.1 | 21.1 | 21.1 | 21.1 | 21.1 | 21.1 | 21.1 | 21.1 | 21.1 | 21.1 | 21.1 | 21.1 | 21.1 | 19.4 | 19.4
Outpatient_Reception_OCC_SPEED | Occupancy |  | WntrDsn | 2014-01-01 | 2014-12-31 | Constant | Hr 1: 0
Outpatient_Reception_OCC_SPEED | Occupancy |  | SmrDsn | 2014-01-01 | 2014-12-31 | Constant | bar: Hr 1
Outpatient_Reception_OCC_SPEED | Occupancy |  | Sun | 2014-01-01 | 2014-12-31 | Hourly | 0 | 0 | 0 | 0 | 0 | 0 | 0 | 0 | 0.05 | 0.05 | 0.05 | 0.05 | 0.05 | 0.05 | 0.05 | 0.05 | 0.05 | 0 | 0 | 0 | 0 | 0 | 0 | 0
Outpatient_Reception_OCC_SPEED | Occupancy |  | Sat | 2014-01-01 | 2014-12-31 | Hourly | 0.05 | 0.05 | 0.05 | 0.05 | 0.05 | 0.05 | 0.05 | 0.2 | 0.2 | 0.3 | 0.3 | 0.3 | 0.3 | 0.3 | 0.3 | 0.2 | 0.2 | 0.2 | 0.2 | 0.2 | 0.05 | 0.05 | 0.05 | 0.05
Outpatient_Reception_OCC_SPEED | Occupancy |  | Wkdy ¦ Default | 2014-01-01 | 2014-12-31 | Hourly | 0.05 | 0.05 | 0.05 | 0.05 | 0.2 | 0.2 | 0.5 | 0.9 | 0.9 | 0.9 | 0.9 | 0.9 | 0.9 | 0.9 | 0.9 | 0.9 | 0.9 | 0.9 | 0.5 | 0.5 | 0.2 | 0.2 | 0.05 | 0.05
Outpatient_Reception_LIGHT_2007_SPEED | Lighting |  | WntrDsn | 2014-01-01 | 2014-12-31 | Constant | Hr 1: 0
Outpatient_Reception_LIGHT_2007_SPEED | Lighting |  | SmrDsn | 2014-01-01 | 2014-12-31 | Constant | bar: Hr 1
Outpatient_Reception_LIGHT_2007_SPEED | Lighting |  | Sun | 2014-01-01 | 2014-12-31 | Hourly | 0.05 | 0.05 | 0.05 | 0.05 | 0.05 | 0.05 | 0.05 | 0.05 | 0.1 | 0.1 | 0.1 | 0.1 | 0.1 | 0.1 | 0.1 | 0.1 | 0.1 | 0.05 | 0.05 | 0.05 | 0.05 | 0.05 | 0.05 | 0.05
Outpatient_Reception_LIGHT_2007_SPEED | Lighting |  | Sat | 2014-01-01 | 2014-12-31 | Hourly | 0.1 | 0.1 | 0.1 | 0.1 | 0.1 | 0.1 | 0.1 | 0.3 | 0.3 | 0.4 | 0.4 | 0.4 | 0.4 | 0.4 | 0.4 | 0.3 | 0.3 | 0.3 | 0.3 | 0.3 | 0.1 | 0.1 | 0.1 | 0.1
Outpatient_Reception_LIGHT_2007_SPEED | Lighting |  | Wkdy ¦ Default | 2014-01-01 | 2014-12-31 | Hourly | 0.1 | 0.1 | 0.1 | 0.1 | 0.3 | 0.3 | 0.6 | 0.9 | 0.9 | 0.9 | 0.9 | 0.9 | 0.9 | 0.9 | 0.9 | 0.9 | 0.9 | 0.9 | 0.6 | 0.6 | 0.3 | 0.3 | 0.1 | 0.1
Outpatient_Reception_EQUIP_2007_SPEED | Equipment |  | WntrDsn | 2014-01-01 | 2014-12-31 | Constant | Hr 1: 0
Outpatient_Reception_EQUIP_2007_SPEED | Equipment |  | SmrDsn | 2014-01-01 | 2014-12-31 | Constant | bar: Hr 1
Outpatient_Reception_EQUIP_2007_SPEED | Equipment |  | Sun | 2014-01-01 | 2014-12-31 | Hourly | 0.3 | 0.3 | 0.3 | 0.3 | 0.3 | 0.3 | 0.3 | 0.3 | 0.5 | 0.5 | 0.5 | 0.5 | 0.5 | 0.5 | 0.5 | 0.5 | 0.5 | 0.3 | 0.3 | 0.3 | 0.3 | 0.3 | 0.3 | 0.3
Outpatient_Reception_EQUIP_2007_SPEED | Equipment |  | Sat | 2014-01-01 | 2014-12-31 | Hourly | 0.3 | 0.3 | 0.3 | 0.3 | 0.3 | 0.3 | 0.3 | 0.5 | 0.5 | 0.8 | 0.8 | 0.8 | 0.8 | 0.8 | 0.8 | 0.5 | 0.5 | 0.5 | 0.5 | 0.5 | 0.3 | 0.3 | 0.3 | 0.3
Outpatient_Reception_EQUIP_2007_SPEED | Equipment |  | Wkdy ¦ Default | 2014-01-01 | 2014-12-31 | Hourly | 0.3 | 0.3 | 0.3 | 0.3 | 0.5 | 0.5 | 1 | 1 | 1 | 1 | 1 | 1 | 1 | 1 | 1 | 1 | 1 | 1 | 0.5 | 0.5 | 0.3 | 0.3 | 0.3 | 0.3
Outpatient_Reception_LIGHT_2010_SPEED | Lighting |  | WntrDsn | 2014-01-01 | 2014-12-31 | Constant | Hr 1: 0
Outpatient_Reception_LIGHT_2010_SPEED | Lighting |  | SmrDsn | 2014-01-01 | 2014-12-31 | Constant | bar: Hr 1
Outpatient_Reception_LIGHT_2010_SPEED | Lighting |  | Sun | 2014-01-01 | 2014-12-31 | Hourly | 0.05 | 0.05 | 0.05 | 0.05 | 0.05 | 0.05 | 0.05 | 0.05 | 0.1 | 0.1 | 0.1 | 0.1 | 0.1 | 0.1 | 0.1 | 0.1 | 0.1 | 0.05 | 0.05 | 0.05 | 0.05 | 0.05 | 0.05 | 0.05
Outpatient_Reception_LIGHT_2010_SPEED | Lighting |  | Sat | 2014-01-01 | 2014-12-31 | Hourly | 0.1 | 0.1 | 0.1 | 0.1 | 0.1 | 0.1 | 0.1 | 0.3 | 0.3 | 0.4 | 0.4 | 0.4 | 0.4 | 0.4 | 0.4 | 0.3 | 0.3 | 0.3 | 0.3 | 0.3 | 0.1 | 0.1 | 0.1 | 0.1
Outpatient_Reception_LIGHT_2010_SPEED | Lighting |  | Wkdy ¦ Default | 2014-01-01 | 2014-12-31 | Hourly | 0.1 | 0.1 | 0.1 | 0.1 | 0.3 | 0.3 | 0.6 | 0.9 | 0.9 | 0.9 | 0.9 | 0.9 | 0.9 | 0.9 | 0.9 | 0.9 | 0.9 | 0.9 | 0.6 | 0.6 | 0.3 | 0.3 | 0.1 | 0.1
Outpatient_Reception_EQUIP_2010_SPEED | Equipment |  | WntrDsn | 2014-01-01 | 2014-12-31 | Constant | Hr 1: 0
Outpatient_Reception_EQUIP_2010_SPEED | Equipment |  | SmrDsn | 2014-01-01 | 2014-12-31 | Constant | bar: Hr 1
Outpatient_Reception_EQUIP_2010_SPEED | Equipment |  | Sun | 2014-01-01 | 2014-12-31 | Hourly | 0.3 | 0.3 | 0.3 | 0.3 | 0.3 | 0.3 | 0.3 | 0.3 | 0.5 | 0.5 | 0.5 | 0.5 | 0.5 | 0.5 | 0.5 | 0.5 | 0.5 | 0.3 | 0.3 | 0.3 | 0.3 | 0.3 | 0.3 | 0.3
Outpatient_Reception_EQUIP_2010_SPEED | Equipment |  | Sat | 2014-01-01 | 2014-12-31 | Hourly | 0.3 | 0.3 | 0.3 | 0.3 | 0.3 | 0.3 | 0.3 | 0.5 | 0.5 | 0.8 | 0.8 | 0.8 | 0.8 | 0.8 | 0.8 | 0.5 | 0.5 | 0.5 | 0.5 | 0.5 | 0.3 | 0.3 | 0.3 | 0.3
Outpatient_Reception_EQUIP_2010_SPEED | Equipment |  | Wkdy ¦ Default | 2014-01-01 | 2014-12-31 | Hourly | 0.3 | 0.3 | 0.3 | 0.3 | 0.5 | 0.5 | 1 | 1 | 1 | 1 | 1 | 1 | 1 | 1 | 1 | 1 | 1 | 1 | 0.5 | 0.5 | 0.3 | 0.3 | 0.3 | 0.3
Outpatient_Reception_LIGHT_2013_SPEED | Lighting |  | WntrDsn | 2014-01-01 | 2014-12-31 | Constant | Hr 1: 0
Outpatient_Reception_LIGHT_2013_SPEED | Lighting |  | SmrDsn | 2014-01-01 | 2014-12-31 | Constant | bar: Hr 1
Outpatient_Reception_LIGHT_2013_SPEED | Lighting |  | Sun | 2014-01-01 | 2014-12-31 | Hourly | 0.05 | 0.05 | 0.05 | 0.05 | 0.05 | 0.05 | 0.05 | 0.05 | 0.1 | 0.1 | 0.1 | 0.1 | 0.1 | 0.1 | 0.1 | 0.1 | 0.1 | 0.05 | 0.05 | 0.05 | 0.05 | 0.05 | 0.05 | 0.05
Outpatient_Reception_LIGHT_2013_SPEED | Lighting |  | Sat | 2014-01-01 | 2014-12-31 | Hourly | 0.1 | 0.1 | 0.1 | 0.1 | 0.1 | 0.1 | 0.1 | 0.3 | 0.3 | 0.4 | 0.4 | 0.4 | 0.4 | 0.4 | 0.4 | 0.3 | 0.3 | 0.3 | 0.3 | 0.3 | 0.1 | 0.1 | 0.1 | 0.1
Outpatient_Reception_LIGHT_2013_SPEED | Lighting |  | Wkdy ¦ Default | 2014-01-01 | 2014-12-31 | Hourly | 0.1 | 0.1 | 0.1 | 0.1 | 0.3 | 0.3 | 0.6 | 0.9 | 0.9 | 0.9 | 0.9 | 0.9 | 0.9 | 0.9 | 0.9 | 0.9 | 0.9 | 0.9 | 0.6 | 0.6 | 0.3 | 0.3 | 0.1 | 0.1
Outpatient_Reception_EQUIP_2013_SPEED | Equipment |  | WntrDsn | 2014-01-01 | 2014-12-31 | Constant | Hr 1: 0
Outpatient_Reception_EQUIP_2013_SPEED | Equipment |  | SmrDsn | 2014-01-01 | 2014-12-31 | Constant | bar: Hr 1
Outpatient_Reception_EQUIP_2013_SPEED | Equipment |  | Sun | 2014-01-01 | 2014-12-31 | Hourly | 0.29714 | 0.29714 | 0.29714 | 0.29714 | 0.29714 | 0.29714 | 0.29714 | 0.29714 | 0.49523 | 0.49523 | 0.49523 | 0.49523 | 0.49523 | 0.49523 | 0.49523 | 0.49523 | 0.49523 | 0.29714 | 0.29714 | 0.29714 | 0.29714 | 0.29714 | 0.29714 | 0.29714
Outpatient_Reception_EQUIP_2013_SPEED | Equipment |  | Sat | 2014-01-01 | 2014-12-31 | Hourly | 0.29714 | 0.29714 | 0.29714 | 0.29714 | 0.29714 | 0.29714 | 0.29714 | 0.49523 | 0.49523 | 0.79237 | 0.79237 | 0.79237 | 0.79237 | 0.79237 | 0.79237 | 0.49523 | 0.49523 | 0.49523 | 0.49523 | 0.49523 | 0.29714 | 0.29714 | 0.29714 | 0.29714
Outpatient_Reception_EQUIP_2013_SPEED | Equipment |  | Wkdy ¦ Default | 2014-01-01 | 2014-12-31 | Hourly | 0.29714 | 0.29714 | 0.29714 | 0.29714 | 0.49523 | 0.49523 | 0.99046 | 0.99046 | 0.99046 | 0.99046 | 0.99046 | 0.99046 | 0.99046 | 0.99046 | 0.99046 | 0.99046 | 0.99046 | 0.99046 | 0.49523 | 0.49523 | 0.29714 | 0.29714 | 0.29714 | 0.29714
Outpatient_Reception_INFIL_SPEED | Infiltration |  | WntrDsn | 2014-01-01 | 2014-12-31 | Constant | bar: Hr 1
Outpatient_Reception_INFIL_SPEED | Infiltration |  | SmrDsn | 2014-01-01 | 2014-12-31 | Constant | bar: Hr 1
Outpatient_Reception_INFIL_SPEED | Infiltration |  | Sun | 2014-01-01 | 2014-12-31 | Constant | Hr 1: 0.5
Outpatient_Reception_INFIL_SPEED | Infiltration |  | Sat | 2014-01-01 | 2014-12-31 | Constant | Hr 1: 0.5
Outpatient_Reception_INFIL_SPEED | Infiltration |  | Wkdy ¦ Default | 2014-01-01 | 2014-12-31 | Constant | Hr 1: 0.5
Outpatient_Reception_ACTIVITY_SPEED | Activity | W | WntrDsn | 2014-01-01 | 2014-12-31 | Constant | Hr 1: 120
Outpatient_Reception_ACTIVITY_SPEED | Activity | W | SmrDsn | 2014-01-01 | 2014-12-31 | Constant | Hr 1: 120
Outpatient_Reception_ACTIVITY_SPEED | Activity | W | Sun | 2014-01-01 | 2014-12-31 | Constant | Hr 1: 120
Outpatient_Reception_ACTIVITY_SPEED | Activity | W | Sat | 2014-01-01 | 2014-12-31 | Constant | Hr 1: 120
Outpatient_Reception_ACTIVITY_SPEED | Activity | W | Wkdy ¦ Default | 2014-01-01 | 2014-12-31 | Constant | Hr 1: 120
Outpatient_Reception_OA_SPEED | OA Air |  | WntrDsn | 2014-01-01 | 2014-12-31 | Constant | bar: Hr 1
Outpatient_Reception_OA_SPEED | OA Air |  | SmrDsn | 2014-01-01 | 2014-12-31 | Constant | bar: Hr 1
Outpatient_Reception_OA_SPEED | OA Air |  | Sun | 2014-01-01 | 2014-12-31 | Hourly | 0 | 0 | 0 | 0 | 0 | 0 | 0 | 0 | 0 | 0 | 0 | 0 | 0 | 0 | 0 | 0 | 0 | 0 | 0 | 0 | 0 | 0 | 0 | 0
Outpatient_Reception_OA_SPEED | OA Air |  | Sat | 2014-01-01 | 2014-12-31 | Hourly | 0 | 0 | 0 | 0 | 0 | 0 | 0 | 1 | 1 | 1 | 1 | 1 | 1 | 1 | 1 | 1 | 1 | 1 | 1 | 1 | 0 | 0 | 0 | 0
Outpatient_Reception_OA_SPEED | OA Air |  | Wkdy ¦ Default | 2014-01-01 | 2014-12-31 | Hourly | 0 | 0 | 0 | 0 | 1 | 1 | 1 | 1 | 1 | 1 | 1 | 1 | 1 | 1 | 1 | 1 | 1 | 1 | 1 | 1 | 1 | 1 | 0 | 0
Outpatient_Toilet_CLGSETP_SPEED | Thermostat Setpoint | C | WntrDsn | 2014-01-01 | 2014-12-31 | Constant | Hr 1: 23.9
Outpatient_Toilet_CLGSETP_SPEED | Thermostat Setpoint | C | SmrDsn | 2014-01-01 | 2014-12-31 | Constant | Hr 1: 23.9
Outpatient_Toilet_CLGSETP_SPEED | Thermostat Setpoint | C | Sun | 2014-01-01 | 2014-12-31 | Hourly | 25.6 | 25.6 | 25.6 | 25.6 | 25.6 | 25.6 | 25.6 | 25.6 | 25.6 | 25.6 | 25.6 | 25.6 | 25.6 | 25.6 | 25.6 | 25.6 | 25.6 | 25.6 | 25.6 | 25.6 | 25.6 | 25.6 | 25.6 | 25.6
Outpatient_Toilet_CLGSETP_SPEED | Thermostat Setpoint | C | Sat | 2014-01-01 | 2014-12-31 | Hourly | 25.6 | 25.6 | 25.6 | 25.6 | 25.6 | 25.6 | 25.6 | 23.9 | 23.9 | 23.9 | 23.9 | 23.9 | 23.9 | 23.9 | 23.9 | 23.9 | 23.9 | 23.9 | 23.9 | 23.9 | 25.6 | 25.6 | 25.6 | 25.6
Outpatient_Toilet_CLGSETP_SPEED | Thermostat Setpoint | C | Wkdy ¦ Default | 2014-01-01 | 2014-12-31 | Hourly | 25.6 | 25.6 | 25.6 | 25.6 | 23.9 | 23.9 | 23.9 | 23.9 | 23.9 | 23.9 | 23.9 | 23.9 | 23.9 | 23.9 | 23.9 | 23.9 | 23.9 | 23.9 | 23.9 | 23.9 | 23.9 | 23.9 | 25.6 | 25.6
Outpatient_Toilet_HTGSETP_SPEED | Thermostat Setpoint | C | WntrDsn | 2014-01-01 | 2014-12-31 | Constant | Hr 1: 21.1
Outpatient_Toilet_HTGSETP_SPEED | Thermostat Setpoint | C | SmrDsn | 2014-01-01 | 2014-12-31 | Constant | Hr 1: 21.1
Outpatient_Toilet_HTGSETP_SPEED | Thermostat Setpoint | C | Sun | 2014-01-01 | 2014-12-31 | Hourly | 19.4 | 19.4 | 19.4 | 19.4 | 19.4 | 19.4 | 19.4 | 19.4 | 19.4 | 19.4 | 19.4 | 19.4 | 19.4 | 19.4 | 19.4 | 19.4 | 19.4 | 19.4 | 19.4 | 19.4 | 19.4 | 19.4 | 19.4 | 19.4
Outpatient_Toilet_HTGSETP_SPEED | Thermostat Setpoint | C | Sat | 2014-01-01 | 2014-12-31 | Hourly | 19.4 | 19.4 | 19.4 | 19.4 | 19.4 | 19.4 | 19.4 | 21.1 | 21.1 | 21.1 | 21.1 | 21.1 | 21.1 | 21.1 | 21.1 | 21.1 | 21.1 | 21.1 | 21.1 | 21.1 | 19.4 | 19.4 | 19.4 | 19.4
Outpatient_Toilet_HTGSETP_SPEED | Thermostat Setpoint | C | Wkdy ¦ Default | 2014-01-01 | 2014-12-31 | Hourly | 19.4 | 19.4 | 19.4 | 19.4 | 21.1 | 21.1 | 21.1 | 21.1 | 21.1 | 21.1 | 21.1 | 21.1 | 21.1 | 21.1 | 21.1 | 21.1 | 21.1 | 21.1 | 21.1 | 21.1 | 21.1 | 21.1 | 19.4 | 19.4
Outpatient_Toilet_OCC_SPEED | Occupancy |  | WntrDsn | 2014-01-01 | 2014-12-31 | Constant | Hr 1: 0
Outpatient_Toilet_OCC_SPEED | Occupancy |  | SmrDsn | 2014-01-01 | 2014-12-31 | Constant | bar: Hr 1
Outpatient_Toilet_OCC_SPEED | Occupancy |  | Sun | 2014-01-01 | 2014-12-31 | Hourly | 0 | 0 | 0 | 0 | 0 | 0 | 0 | 0 | 0.05 | 0.05 | 0.05 | 0.05 | 0.05 | 0.05 | 0.05 | 0.05 | 0.05 | 0 | 0 | 0 | 0 | 0 | 0 | 0
Outpatient_Toilet_OCC_SPEED | Occupancy |  | Sat | 2014-01-01 | 2014-12-31 | Hourly | 0.05 | 0.05 | 0.05 | 0.05 | 0.05 | 0.05 | 0.05 | 0.2 | 0.2 | 0.3 | 0.3 | 0.3 | 0.3 | 0.3 | 0.3 | 0.2 | 0.2 | 0.2 | 0.2 | 0.2 | 0.05 | 0.05 | 0.05 | 0.05
Outpatient_Toilet_OCC_SPEED | Occupancy |  | Wkdy ¦ Default | 2014-01-01 | 2014-12-31 | Hourly | 0.05 | 0.05 | 0.05 | 0.05 | 0.2 | 0.2 | 0.5 | 0.9 | 0.9 | 0.9 | 0.9 | 0.9 | 0.9 | 0.9 | 0.9 | 0.9 | 0.9 | 0.9 | 0.5 | 0.5 | 0.2 | 0.2 | 0.05 | 0.05
Outpatient_Toilet_LIGHT_2007_SPEED | Lighting |  | WntrDsn | 2014-01-01 | 2014-12-31 | Constant | Hr 1: 0
Outpatient_Toilet_LIGHT_2007_SPEED | Lighting |  | SmrDsn | 2014-01-01 | 2014-12-31 | Constant | bar: Hr 1
Outpatient_Toilet_LIGHT_2007_SPEED | Lighting |  | Sun | 2014-01-01 | 2014-12-31 | Hourly | 0.05 | 0.05 | 0.05 | 0.05 | 0.05 | 0.05 | 0.05 | 0.05 | 0.1 | 0.1 | 0.1 | 0.1 | 0.1 | 0.1 | 0.1 | 0.1 | 0.1 | 0.05 | 0.05 | 0.05 | 0.05 | 0.05 | 0.05 | 0.05
Outpatient_Toilet_LIGHT_2007_SPEED | Lighting |  | Sat | 2014-01-01 | 2014-12-31 | Hourly | 0.1 | 0.1 | 0.1 | 0.1 | 0.1 | 0.1 | 0.1 | 0.3 | 0.3 | 0.4 | 0.4 | 0.4 | 0.4 | 0.4 | 0.4 | 0.3 | 0.3 | 0.3 | 0.3 | 0.3 | 0.1 | 0.1 | 0.1 | 0.1
Outpatient_Toilet_LIGHT_2007_SPEED | Lighting |  | Wkdy ¦ Default | 2014-01-01 | 2014-12-31 | Hourly | 0.1 | 0.1 | 0.1 | 0.1 | 0.3 | 0.3 | 0.6 | 0.9 | 0.9 | 0.9 | 0.9 | 0.9 | 0.9 | 0.9 | 0.9 | 0.9 | 0.9 | 0.9 | 0.6 | 0.6 | 0.3 | 0.3 | 0.1 | 0.1
Outpatient_Toilet_EQUIP_2007_SPEED | Equipment |  | WntrDsn | 2014-01-01 | 2014-12-31 | Constant | Hr 1: 0
Outpatient_Toilet_EQUIP_2007_SPEED | Equipment |  | SmrDsn | 2014-01-01 | 2014-12-31 | Constant | bar: Hr 1
Outpatient_Toilet_EQUIP_2007_SPEED | Equipment |  | Sun | 2014-01-01 | 2014-12-31 | Hourly | 0.3 | 0.3 | 0.3 | 0.3 | 0.3 | 0.3 | 0.3 | 0.3 | 0.5 | 0.5 | 0.5 | 0.5 | 0.5 | 0.5 | 0.5 | 0.5 | 0.5 | 0.3 | 0.3 | 0.3 | 0.3 | 0.3 | 0.3 | 0.3
Outpatient_Toilet_EQUIP_2007_SPEED | Equipment |  | Sat | 2014-01-01 | 2014-12-31 | Hourly | 0.3 | 0.3 | 0.3 | 0.3 | 0.3 | 0.3 | 0.3 | 0.5 | 0.5 | 0.8 | 0.8 | 0.8 | 0.8 | 0.8 | 0.8 | 0.5 | 0.5 | 0.5 | 0.5 | 0.5 | 0.3 | 0.3 | 0.3 | 0.3
Outpatient_Toilet_EQUIP_2007_SPEED | Equipment |  | Wkdy ¦ Default | 2014-01-01 | 2014-12-31 | Hourly | 0.3 | 0.3 | 0.3 | 0.3 | 0.5 | 0.5 | 1 | 1 | 1 | 1 | 1 | 1 | 1 | 1 | 1 | 1 | 1 | 1 | 0.5 | 0.5 | 0.3 | 0.3 | 0.3 | 0.3
Outpatient_Toilet_LIGHT_2010_SPEED | Lighting |  | WntrDsn | 2014-01-01 | 2014-12-31 | Constant | Hr 1: 0
Outpatient_Toilet_LIGHT_2010_SPEED | Lighting |  | SmrDsn | 2014-01-01 | 2014-12-31 | Constant | bar: Hr 1
Outpatient_Toilet_LIGHT_2010_SPEED | Lighting |  | Sun | 2014-01-01 | 2014-12-31 | Hourly | 0.05 | 0.05 | 0.05 | 0.05 | 0.05 | 0.05 | 0.05 | 0.05 | 0.1 | 0.1 | 0.1 | 0.1 | 0.1 | 0.1 | 0.1 | 0.1 | 0.1 | 0.05 | 0.05 | 0.05 | 0.05 | 0.05 | 0.05 | 0.05
Outpatient_Toilet_LIGHT_2010_SPEED | Lighting |  | Sat | 2014-01-01 | 2014-12-31 | Hourly | 0.1 | 0.1 | 0.1 | 0.1 | 0.1 | 0.1 | 0.1 | 0.3 | 0.3 | 0.4 | 0.4 | 0.4 | 0.4 | 0.4 | 0.4 | 0.3 | 0.3 | 0.3 | 0.3 | 0.3 | 0.1 | 0.1 | 0.1 | 0.1
Outpatient_Toilet_LIGHT_2010_SPEED | Lighting |  | Wkdy ¦ Default | 2014-01-01 | 2014-12-31 | Hourly | 0.1 | 0.1 | 0.1 | 0.1 | 0.3 | 0.3 | 0.6 | 0.9 | 0.9 | 0.9 | 0.9 | 0.9 | 0.9 | 0.9 | 0.9 | 0.9 | 0.9 | 0.9 | 0.6 | 0.6 | 0.3 | 0.3 | 0.1 | 0.1
Outpatient_Toilet_EQUIP_2010_SPEED | Equipment |  | WntrDsn | 2014-01-01 | 2014-12-31 | Constant | Hr 1: 0
Outpatient_Toilet_EQUIP_2010_SPEED | Equipment |  | SmrDsn | 2014-01-01 | 2014-12-31 | Constant | bar: Hr 1
Outpatient_Toilet_EQUIP_2010_SPEED | Equipment |  | Sun | 2014-01-01 | 2014-12-31 | Hourly | 0.3 | 0.3 | 0.3 | 0.3 | 0.3 | 0.3 | 0.3 | 0.3 | 0.5 | 0.5 | 0.5 | 0.5 | 0.5 | 0.5 | 0.5 | 0.5 | 0.5 | 0.3 | 0.3 | 0.3 | 0.3 | 0.3 | 0.3 | 0.3
Outpatient_Toilet_EQUIP_2010_SPEED | Equipment |  | Sat | 2014-01-01 | 2014-12-31 | Hourly | 0.3 | 0.3 | 0.3 | 0.3 | 0.3 | 0.3 | 0.3 | 0.5 | 0.5 | 0.8 | 0.8 | 0.8 | 0.8 | 0.8 | 0.8 | 0.5 | 0.5 | 0.5 | 0.5 | 0.5 | 0.3 | 0.3 | 0.3 | 0.3
Outpatient_Toilet_EQUIP_2010_SPEED | Equipment |  | Wkdy ¦ Default | 2014-01-01 | 2014-12-31 | Hourly | 0.3 | 0.3 | 0.3 | 0.3 | 0.5 | 0.5 | 1 | 1 | 1 | 1 | 1 | 1 | 1 | 1 | 1 | 1 | 1 | 1 | 0.5 | 0.5 | 0.3 | 0.3 | 0.3 | 0.3
Outpatient_Toilet_LIGHT_2013_SPEED | Lighting |  | WntrDsn | 2014-01-01 | 2014-12-31 | Constant | Hr 1: 0
Outpatient_Toilet_LIGHT_2013_SPEED | Lighting |  | SmrDsn | 2014-01-01 | 2014-12-31 | Constant | bar: Hr 1
Outpatient_Toilet_LIGHT_2013_SPEED | Lighting |  | Sun | 2014-01-01 | 2014-12-31 | Hourly | 0.05 | 0.05 | 0.05 | 0.05 | 0.05 | 0.05 | 0.05 | 0.05 | 0.1 | 0.1 | 0.1 | 0.1 | 0.1 | 0.1 | 0.1 | 0.1 | 0.1 | 0.05 | 0.05 | 0.05 | 0.05 | 0.05 | 0.05 | 0.05
Outpatient_Toilet_LIGHT_2013_SPEED | Lighting |  | Sat | 2014-01-01 | 2014-12-31 | Hourly | 0.1 | 0.1 | 0.1 | 0.1 | 0.1 | 0.1 | 0.1 | 0.3 | 0.3 | 0.4 | 0.4 | 0.4 | 0.4 | 0.4 | 0.4 | 0.3 | 0.3 | 0.3 | 0.3 | 0.3 | 0.1 | 0.1 | 0.1 | 0.1
Outpatient_Toilet_LIGHT_2013_SPEED | Lighting |  | Wkdy ¦ Default | 2014-01-01 | 2014-12-31 | Hourly | 0.1 | 0.1 | 0.1 | 0.1 | 0.3 | 0.3 | 0.6 | 0.9 | 0.9 | 0.9 | 0.9 | 0.9 | 0.9 | 0.9 | 0.9 | 0.9 | 0.9 | 0.9 | 0.6 | 0.6 | 0.3 | 0.3 | 0.1 | 0.1
Outpatient_Toilet_EQUIP_2013_SPEED | Equipment |  | WntrDsn | 2014-01-01 | 2014-12-31 | Constant | Hr 1: 0
Outpatient_Toilet_EQUIP_2013_SPEED | Equipment |  | SmrDsn | 2014-01-01 | 2014-12-31 | Constant | bar: Hr 1
Outpatient_Toilet_EQUIP_2013_SPEED | Equipment |  | Sun | 2014-01-01 | 2014-12-31 | Hourly | 0.29714 | 0.29714 | 0.29714 | 0.29714 | 0.29714 | 0.29714 | 0.29714 | 0.29714 | 0.49523 | 0.49523 | 0.49523 | 0.49523 | 0.49523 | 0.49523 | 0.49523 | 0.49523 | 0.49523 | 0.29714 | 0.29714 | 0.29714 | 0.29714 | 0.29714 | 0.29714 | 0.29714
Outpatient_Toilet_EQUIP_2013_SPEED | Equipment |  | Sat | 2014-01-01 | 2014-12-31 | Hourly | 0.29714 | 0.29714 | 0.29714 | 0.29714 | 0.29714 | 0.29714 | 0.29714 | 0.49523 | 0.49523 | 0.79237 | 0.79237 | 0.79237 | 0.79237 | 0.79237 | 0.79237 | 0.49523 | 0.49523 | 0.49523 | 0.49523 | 0.49523 | 0.29714 | 0.29714 | 0.29714 | 0.29714
Outpatient_Toilet_EQUIP_2013_SPEED | Equipment |  | Wkdy ¦ Default | 2014-01-01 | 2014-12-31 | Hourly | 0.29714 | 0.29714 | 0.29714 | 0.29714 | 0.49523 | 0.49523 | 0.99046 | 0.99046 | 0.99046 | 0.99046 | 0.99046 | 0.99046 | 0.99046 | 0.99046 | 0.99046 | 0.99046 | 0.99046 | 0.99046 | 0.49523 | 0.49523 | 0.29714 | 0.29714 | 0.29714 | 0.29714
Outpatient_Toilet_INFIL_SPEED | Infiltration |  | WntrDsn | 2014-01-01 | 2014-12-31 | Constant | bar: Hr 1
Outpatient_Toilet_INFIL_SPEED | Infiltration |  | SmrDsn | 2014-01-01 | 2014-12-31 | Constant | bar: Hr 1
Outpatient_Toilet_INFIL_SPEED | Infiltration |  | Sun | 2014-01-01 | 2014-12-31 | Constant | Hr 1: 0.5
Outpatient_Toilet_INFIL_SPEED | Infiltration |  | Sat | 2014-01-01 | 2014-12-31 | Constant | Hr 1: 0.5
Outpatient_Toilet_INFIL_SPEED | Infiltration |  | Wkdy ¦ Default | 2014-01-01 | 2014-12-31 | Constant | Hr 1: 0.5
Outpatient_Toilet_ACTIVITY_SPEED | Activity | W | WntrDsn | 2014-01-01 | 2014-12-31 | Constant | Hr 1: 120
Outpatient_Toilet_ACTIVITY_SPEED | Activity | W | SmrDsn | 2014-01-01 | 2014-12-31 | Constant | Hr 1: 120
Outpatient_Toilet_ACTIVITY_SPEED | Activity | W | Sun | 2014-01-01 | 2014-12-31 | Constant | Hr 1: 120
Outpatient_Toilet_ACTIVITY_SPEED | Activity | W | Sat | 2014-01-01 | 2014-12-31 | Constant | Hr 1: 120
Outpatient_Toilet_ACTIVITY_SPEED | Activity | W | Wkdy ¦ Default | 2014-01-01 | 2014-12-31 | Constant | Hr 1: 120
Outpatient_Toilet_OA_SPEED | OA Air |  | WntrDsn | 2014-01-01 | 2014-12-31 | Constant | bar: Hr 1
Outpatient_Toilet_OA_SPEED | OA Air |  | SmrDsn | 2014-01-01 | 2014-12-31 | Constant | bar: Hr 1
Outpatient_Toilet_OA_SPEED | OA Air |  | Sun | 2014-01-01 | 2014-12-31 | Hourly | 0 | 0 | 0 | 0 | 0 | 0 | 0 | 0 | 0 | 0 | 0 | 0 | 0 | 0 | 0 | 0 | 0 | 0 | 0 | 0 | 0 | 0 | 0 | 0
Outpatient_Toilet_OA_SPEED | OA Air |  | Sat | 2014-01-01 | 2014-12-31 | Hourly | 0 | 0 | 0 | 0 | 0 | 0 | 0 | 1 | 1 | 1 | 1 | 1 | 1 | 1 | 1 | 1 | 1 | 1 | 1 | 1 | 0 | 0 | 0 | 0
Outpatient_Toilet_OA_SPEED | OA Air |  | Wkdy ¦ Default | 2014-01-01 | 2014-12-31 | Hourly | 0 | 0 | 0 | 0 | 1 | 1 | 1 | 1 | 1 | 1 | 1 | 1 | 1 | 1 | 1 | 1 | 1 | 1 | 1 | 1 | 1 | 1 | 0 | 0
Outpatient_Conference_CLGSETP_SPEED | Thermostat Setpoint | C | WntrDsn | 2014-01-01 | 2014-12-31 | Constant | Hr 1: 23.9
Outpatient_Conference_CLGSETP_SPEED | Thermostat Setpoint | C | SmrDsn | 2014-01-01 | 2014-12-31 | Constant | Hr 1: 23.9
Outpatient_Conference_CLGSETP_SPEED | Thermostat Setpoint | C | Sun | 2014-01-01 | 2014-12-31 | Hourly | 25.6 | 25.6 | 25.6 | 25.6 | 25.6 | 25.6 | 25.6 | 25.6 | 25.6 | 25.6 | 25.6 | 25.6 | 25.6 | 25.6 | 25.6 | 25.6 | 25.6 | 25.6 | 25.6 | 25.6 | 25.6 | 25.6 | 25.6 | 25.6
Outpatient_Conference_CLGSETP_SPEED | Thermostat Setpoint | C | Sat | 2014-01-01 | 2014-12-31 | Hourly | 25.6 | 25.6 | 25.6 | 25.6 | 25.6 | 25.6 | 25.6 | 23.9 | 23.9 | 23.9 | 23.9 | 23.9 | 23.9 | 23.9 | 23.9 | 23.9 | 23.9 | 23.9 | 23.9 | 23.9 | 25.6 | 25.6 | 25.6 | 25.6
Outpatient_Conference_CLGSETP_SPEED | Thermostat Setpoint | C | Wkdy ¦ Default | 2014-01-01 | 2014-12-31 | Hourly | 25.6 | 25.6 | 25.6 | 25.6 | 23.9 | 23.9 | 23.9 | 23.9 | 23.9 | 23.9 | 23.9 | 23.9 | 23.9 | 23.9 | 23.9 | 23.9 | 23.9 | 23.9 | 23.9 | 23.9 | 23.9 | 23.9 | 25.6 | 25.6
Outpatient_Conference_HTGSETP_SPEED | Thermostat Setpoint | C | WntrDsn | 2014-01-01 | 2014-12-31 | Constant | Hr 1: 21.1
Outpatient_Conference_HTGSETP_SPEED | Thermostat Setpoint | C | SmrDsn | 2014-01-01 | 2014-12-31 | Constant | Hr 1: 21.1
Outpatient_Conference_HTGSETP_SPEED | Thermostat Setpoint | C | Sun | 2014-01-01 | 2014-12-31 | Hourly | 19.4 | 19.4 | 19.4 | 19.4 | 19.4 | 19.4 | 19.4 | 19.4 | 19.4 | 19.4 | 19.4 | 19.4 | 19.4 | 19.4 | 19.4 | 19.4 | 19.4 | 19.4 | 19.4 | 19.4 | 19.4 | 19.4 | 19.4 | 19.4
Outpatient_Conference_HTGSETP_SPEED | Thermostat Setpoint | C | Sat | 2014-01-01 | 2014-12-31 | Hourly | 19.4 | 19.4 | 19.4 | 19.4 | 19.4 | 19.4 | 19.4 | 21.1 | 21.1 | 21.1 | 21.1 | 21.1 | 21.1 | 21.1 | 21.1 | 21.1 | 21.1 | 21.1 | 21.1 | 21.1 | 19.4 | 19.4 | 19.4 | 19.4
Outpatient_Conference_HTGSETP_SPEED | Thermostat Setpoint | C | Wkdy ¦ Default | 2014-01-01 | 2014-12-31 | Hourly | 19.4 | 19.4 | 19.4 | 19.4 | 21.1 | 21.1 | 21.1 | 21.1 | 21.1 | 21.1 | 21.1 | 21.1 | 21.1 | 21.1 | 21.1 | 21.1 | 21.1 | 21.1 | 21.1 | 21.1 | 21.1 | 21.1 | 19.4 | 19.4
Outpatient_Conference_OCC_SPEED | Occupancy |  | WntrDsn | 2014-01-01 | 2014-12-31 | Constant | Hr 1: 0
Outpatient_Conference_OCC_SPEED | Occupancy |  | SmrDsn | 2014-01-01 | 2014-12-31 | Constant | bar: Hr 1
Outpatient_Conference_OCC_SPEED | Occupancy |  | Sun | 2014-01-01 | 2014-12-31 | Hourly | 0 | 0 | 0 | 0 | 0 | 0 | 0 | 0 | 0.05 | 0.05 | 0.05 | 0.05 | 0.05 | 0.05 | 0.05 | 0.05 | 0.05 | 0 | 0 | 0 | 0 | 0 | 0 | 0
Outpatient_Conference_OCC_SPEED | Occupancy |  | Sat | 2014-01-01 | 2014-12-31 | Hourly | 0.05 | 0.05 | 0.05 | 0.05 | 0.05 | 0.05 | 0.05 | 0.2 | 0.2 | 0.3 | 0.3 | 0.3 | 0.3 | 0.3 | 0.3 | 0.2 | 0.2 | 0.2 | 0.2 | 0.2 | 0.05 | 0.05 | 0.05 | 0.05
Outpatient_Conference_OCC_SPEED | Occupancy |  | Wkdy ¦ Default | 2014-01-01 | 2014-12-31 | Hourly | 0.05 | 0.05 | 0.05 | 0.05 | 0.2 | 0.2 | 0.5 | 0.9 | 0.9 | 0.9 | 0.9 | 0.9 | 0.9 | 0.9 | 0.9 | 0.9 | 0.9 | 0.9 | 0.5 | 0.5 | 0.2 | 0.2 | 0.05 | 0.05
Outpatient_Conference_LIGHT_2007_SPEED | Lighting |  | WntrDsn | 2014-01-01 | 2014-12-31 | Constant | Hr 1: 0
Outpatient_Conference_LIGHT_2007_SPEED | Lighting |  | SmrDsn | 2014-01-01 | 2014-12-31 | Constant | bar: Hr 1
Outpatient_Conference_LIGHT_2007_SPEED | Lighting |  | Sun | 2014-01-01 | 2014-12-31 | Hourly | 0.05 | 0.05 | 0.05 | 0.05 | 0.05 | 0.05 | 0.05 | 0.05 | 0.1 | 0.1 | 0.1 | 0.1 | 0.1 | 0.1 | 0.1 | 0.1 | 0.1 | 0.05 | 0.05 | 0.05 | 0.05 | 0.05 | 0.05 | 0.05
Outpatient_Conference_LIGHT_2007_SPEED | Lighting |  | Sat | 2014-01-01 | 2014-12-31 | Hourly | 0.1 | 0.1 | 0.1 | 0.1 | 0.1 | 0.1 | 0.1 | 0.3 | 0.3 | 0.4 | 0.4 | 0.4 | 0.4 | 0.4 | 0.4 | 0.3 | 0.3 | 0.3 | 0.3 | 0.3 | 0.1 | 0.1 | 0.1 | 0.1
Outpatient_Conference_LIGHT_2007_SPEED | Lighting |  | Wkdy ¦ Default | 2014-01-01 | 2014-12-31 | Hourly | 0.1 | 0.1 | 0.1 | 0.1 | 0.3 | 0.3 | 0.6 | 0.9 | 0.9 | 0.9 | 0.9 | 0.9 | 0.9 | 0.9 | 0.9 | 0.9 | 0.9 | 0.9 | 0.6 | 0.6 | 0.3 | 0.3 | 0.1 | 0.1
Outpatient_Conference_EQUIP_2007_SPEED | Equipment |  | WntrDsn | 2014-01-01 | 2014-12-31 | Constant | Hr 1: 0
Outpatient_Conference_EQUIP_2007_SPEED | Equipment |  | SmrDsn | 2014-01-01 | 2014-12-31 | Constant | bar: Hr 1
Outpatient_Conference_EQUIP_2007_SPEED | Equipment |  | Sun | 2014-01-01 | 2014-12-31 | Hourly | 0.3 | 0.3 | 0.3 | 0.3 | 0.3 | 0.3 | 0.3 | 0.3 | 0.5 | 0.5 | 0.5 | 0.5 | 0.5 | 0.5 | 0.5 | 0.5 | 0.5 | 0.3 | 0.3 | 0.3 | 0.3 | 0.3 | 0.3 | 0.3
Outpatient_Conference_EQUIP_2007_SPEED | Equipment |  | Sat | 2014-01-01 | 2014-12-31 | Hourly | 0.3 | 0.3 | 0.3 | 0.3 | 0.3 | 0.3 | 0.3 | 0.5 | 0.5 | 0.8 | 0.8 | 0.8 | 0.8 | 0.8 | 0.8 | 0.5 | 0.5 | 0.5 | 0.5 | 0.5 | 0.3 | 0.3 | 0.3 | 0.3
Outpatient_Conference_EQUIP_2007_SPEED | Equipment |  | Wkdy ¦ Default | 2014-01-01 | 2014-12-31 | Hourly | 0.3 | 0.3 | 0.3 | 0.3 | 0.5 | 0.5 | 1 | 1 | 1 | 1 | 1 | 1 | 1 | 1 | 1 | 1 | 1 | 1 | 0.5 | 0.5 | 0.3 | 0.3 | 0.3 | 0.3
Outpatient_Conference_LIGHT_2010_SPEED | Lighting |  | WntrDsn | 2014-01-01 | 2014-12-31 | Constant | Hr 1: 0
Outpatient_Conference_LIGHT_2010_SPEED | Lighting |  | SmrDsn | 2014-01-01 | 2014-12-31 | Constant | bar: Hr 1
Outpatient_Conference_LIGHT_2010_SPEED | Lighting |  | Sun | 2014-01-01 | 2014-12-31 | Hourly | 0.05 | 0.05 | 0.05 | 0.05 | 0.05 | 0.05 | 0.05 | 0.05 | 0.1 | 0.1 | 0.1 | 0.1 | 0.1 | 0.1 | 0.1 | 0.1 | 0.1 | 0.05 | 0.05 | 0.05 | 0.05 | 0.05 | 0.05 | 0.05
Outpatient_Conference_LIGHT_2010_SPEED | Lighting |  | Sat | 2014-01-01 | 2014-12-31 | Hourly | 0.1 | 0.1 | 0.1 | 0.1 | 0.1 | 0.1 | 0.1 | 0.3 | 0.3 | 0.4 | 0.4 | 0.4 | 0.4 | 0.4 | 0.4 | 0.3 | 0.3 | 0.3 | 0.3 | 0.3 | 0.1 | 0.1 | 0.1 | 0.1
Outpatient_Conference_LIGHT_2010_SPEED | Lighting |  | Wkdy ¦ Default | 2014-01-01 | 2014-12-31 | Hourly | 0.1 | 0.1 | 0.1 | 0.1 | 0.3 | 0.3 | 0.6 | 0.9 | 0.9 | 0.9 | 0.9 | 0.9 | 0.9 | 0.9 | 0.9 | 0.9 | 0.9 | 0.9 | 0.6 | 0.6 | 0.3 | 0.3 | 0.1 | 0.1
Outpatient_Conference_EQUIP_2010_SPEED | Equipment |  | WntrDsn | 2014-01-01 | 2014-12-31 | Constant | Hr 1: 0
Outpatient_Conference_EQUIP_2010_SPEED | Equipment |  | SmrDsn | 2014-01-01 | 2014-12-31 | Constant | bar: Hr 1
Outpatient_Conference_EQUIP_2010_SPEED | Equipment |  | Sun | 2014-01-01 | 2014-12-31 | Hourly | 0.3 | 0.3 | 0.3 | 0.3 | 0.3 | 0.3 | 0.3 | 0.3 | 0.5 | 0.5 | 0.5 | 0.5 | 0.5 | 0.5 | 0.5 | 0.5 | 0.5 | 0.3 | 0.3 | 0.3 | 0.3 | 0.3 | 0.3 | 0.3
Outpatient_Conference_EQUIP_2010_SPEED | Equipment |  | Sat | 2014-01-01 | 2014-12-31 | Hourly | 0.3 | 0.3 | 0.3 | 0.3 | 0.3 | 0.3 | 0.3 | 0.5 | 0.5 | 0.8 | 0.8 | 0.8 | 0.8 | 0.8 | 0.8 | 0.5 | 0.5 | 0.5 | 0.5 | 0.5 | 0.3 | 0.3 | 0.3 | 0.3
Outpatient_Conference_EQUIP_2010_SPEED | Equipment |  | Wkdy ¦ Default | 2014-01-01 | 2014-12-31 | Hourly | 0.3 | 0.3 | 0.3 | 0.3 | 0.5 | 0.5 | 1 | 1 | 1 | 1 | 1 | 1 | 1 | 1 | 1 | 1 | 1 | 1 | 0.5 | 0.5 | 0.3 | 0.3 | 0.3 | 0.3
Outpatient_Conference_LIGHT_2013_SPEED | Lighting |  | WntrDsn | 2014-01-01 | 2014-12-31 | Constant | Hr 1: 0
Outpatient_Conference_LIGHT_2013_SPEED | Lighting |  | SmrDsn | 2014-01-01 | 2014-12-31 | Constant | bar: Hr 1
Outpatient_Conference_LIGHT_2013_SPEED | Lighting |  | Sun | 2014-01-01 | 2014-12-31 | Hourly | 0.05 | 0.05 | 0.05 | 0.05 | 0.05 | 0.05 | 0.05 | 0.05 | 0.1 | 0.1 | 0.1 | 0.1 | 0.1 | 0.1 | 0.1 | 0.1 | 0.1 | 0.05 | 0.05 | 0.05 | 0.05 | 0.05 | 0.05 | 0.05
Outpatient_Conference_LIGHT_2013_SPEED | Lighting |  | Sat | 2014-01-01 | 2014-12-31 | Hourly | 0.1 | 0.1 | 0.1 | 0.1 | 0.1 | 0.1 | 0.1 | 0.3 | 0.3 | 0.4 | 0.4 | 0.4 | 0.4 | 0.4 | 0.4 | 0.3 | 0.3 | 0.3 | 0.3 | 0.3 | 0.1 | 0.1 | 0.1 | 0.1
Outpatient_Conference_LIGHT_2013_SPEED | Lighting |  | Wkdy ¦ Default | 2014-01-01 | 2014-12-31 | Hourly | 0.1 | 0.1 | 0.1 | 0.1 | 0.3 | 0.3 | 0.6 | 0.9 | 0.9 | 0.9 | 0.9 | 0.9 | 0.9 | 0.9 | 0.9 | 0.9 | 0.9 | 0.9 | 0.6 | 0.6 | 0.3 | 0.3 | 0.1 | 0.1
Outpatient_Conference_EQUIP_2013_SPEED | Equipment |  | WntrDsn | 2014-01-01 | 2014-12-31 | Constant | Hr 1: 0
Outpatient_Conference_EQUIP_2013_SPEED | Equipment |  | SmrDsn | 2014-01-01 | 2014-12-31 | Constant | bar: Hr 1
Outpatient_Conference_EQUIP_2013_SPEED | Equipment |  | Sun | 2014-01-01 | 2014-12-31 | Hourly | 0.3 | 0.3 | 0.3 | 0.3 | 0.3 | 0.3 | 0.3 | 0.3 | 0.5 | 0.5 | 0.5 | 0.5 | 0.5 | 0.5 | 0.5 | 0.5 | 0.5 | 0.3 | 0.3 | 0.3 | 0.3 | 0.3 | 0.3 | 0.3
Outpatient_Conference_EQUIP_2013_SPEED | Equipment |  | Sat | 2014-01-01 | 2014-12-31 | Hourly | 0.3 | 0.3 | 0.3 | 0.3 | 0.3 | 0.3 | 0.3 | 0.5 | 0.5 | 0.8 | 0.8 | 0.8 | 0.8 | 0.8 | 0.8 | 0.5 | 0.5 | 0.5 | 0.5 | 0.5 | 0.3 | 0.3 | 0.3 | 0.3
Outpatient_Conference_EQUIP_2013_SPEED | Equipment |  | Wkdy ¦ Default | 2014-01-01 | 2014-12-31 | Hourly | 0.3 | 0.3 | 0.3 | 0.3 | 0.5 | 0.5 | 1 | 1 | 1 | 1 | 1 | 1 | 1 | 1 | 1 | 1 | 1 | 1 | 0.5 | 0.5 | 0.3 | 0.3 | 0.3 | 0.3
Outpatient_Conference_INFIL_SPEED | Infiltration |  | WntrDsn | 2014-01-01 | 2014-12-31 | Constant | bar: Hr 1
Outpatient_Conference_INFIL_SPEED | Infiltration |  | SmrDsn | 2014-01-01 | 2014-12-31 | Constant | bar: Hr 1
Outpatient_Conference_INFIL_SPEED | Infiltration |  | Sun | 2014-01-01 | 2014-12-31 | Constant | Hr 1: 0.5
Outpatient_Conference_INFIL_SPEED | Infiltration |  | Sat | 2014-01-01 | 2014-12-31 | Constant | Hr 1: 0.5
Outpatient_Conference_INFIL_SPEED | Infiltration |  | Wkdy ¦ Default | 2014-01-01 | 2014-12-31 | Constant | Hr 1: 0.5
Outpatient_Conference_ACTIVITY_SPEED | Activity | W | WntrDsn | 2014-01-01 | 2014-12-31 | Constant | Hr 1: 120
Outpatient_Conference_ACTIVITY_SPEED | Activity | W | SmrDsn | 2014-01-01 | 2014-12-31 | Constant | Hr 1: 120
Outpatient_Conference_ACTIVITY_SPEED | Activity | W | Sun | 2014-01-01 | 2014-12-31 | Constant | Hr 1: 120
Outpatient_Conference_ACTIVITY_SPEED | Activity | W | Sat | 2014-01-01 | 2014-12-31 | Constant | Hr 1: 120
Outpatient_Conference_ACTIVITY_SPEED | Activity | W | Wkdy ¦ Default | 2014-01-01 | 2014-12-31 | Constant | Hr 1: 120
Outpatient_Conference_OA_SPEED | OA Air |  | WntrDsn | 2014-01-01 | 2014-12-31 | Constant | bar: Hr 1
Outpatient_Conference_OA_SPEED | OA Air |  | SmrDsn | 2014-01-01 | 2014-12-31 | Constant | bar: Hr 1
Outpatient_Conference_OA_SPEED | OA Air |  | Sun | 2014-01-01 | 2014-12-31 | Hourly | 0 | 0 | 0 | 0 | 0 | 0 | 0 | 0 | 0 | 0 | 0 | 0 | 0 | 0 | 0 | 0 | 0 | 0 | 0 | 0 | 0 | 0 | 0 | 0
Outpatient_Conference_OA_SPEED | OA Air |  | Sat | 2014-01-01 | 2014-12-31 | Hourly | 0 | 0 | 0 | 0 | 0 | 0 | 0 | 1 | 1 | 1 | 1 | 1 | 1 | 1 | 1 | 1 | 1 | 1 | 1 | 1 | 0 | 0 | 0 | 0
Outpatient_Conference_OA_SPEED | OA Air |  | Wkdy ¦ Default | 2014-01-01 | 2014-12-31 | Hourly | 0 | 0 | 0 | 0 | 1 | 1 | 1 | 1 | 1 | 1 | 1 | 1 | 1 | 1 | 1 | 1 | 1 | 1 | 1 | 1 | 1 | 1 | 0 | 0
Outpatient_IT_Room_CLGSETP_SPEED | Thermostat Setpoint | C | WntrDsn | 2014-01-01 | 2014-12-31 | Constant | Hr 1: 23.9
Outpatient_IT_Room_CLGSETP_SPEED | Thermostat Setpoint | C | SmrDsn | 2014-01-01 | 2014-12-31 | Constant | Hr 1: 23.9
Outpatient_IT_Room_CLGSETP_SPEED | Thermostat Setpoint | C | Sun | 2014-01-01 | 2014-12-31 | Hourly | 25.6 | 25.6 | 25.6 | 25.6 | 25.6 | 25.6 | 25.6 | 25.6 | 25.6 | 25.6 | 25.6 | 25.6 | 25.6 | 25.6 | 25.6 | 25.6 | 25.6 | 25.6 | 25.6 | 25.6 | 25.6 | 25.6 | 25.6 | 25.6
Outpatient_IT_Room_CLGSETP_SPEED | Thermostat Setpoint | C | Sat | 2014-01-01 | 2014-12-31 | Hourly | 25.6 | 25.6 | 25.6 | 25.6 | 25.6 | 25.6 | 25.6 | 23.9 | 23.9 | 23.9 | 23.9 | 23.9 | 23.9 | 23.9 | 23.9 | 23.9 | 23.9 | 23.9 | 23.9 | 23.9 | 25.6 | 25.6 | 25.6 | 25.6
Outpatient_IT_Room_CLGSETP_SPEED | Thermostat Setpoint | C | Wkdy ¦ Default | 2014-01-01 | 2014-12-31 | Hourly | 25.6 | 25.6 | 25.6 | 25.6 | 23.9 | 23.9 | 23.9 | 23.9 | 23.9 | 23.9 | 23.9 | 23.9 | 23.9 | 23.9 | 23.9 | 23.9 | 23.9 | 23.9 | 23.9 | 23.9 | 23.9 | 23.9 | 25.6 | 25.6
Outpatient_IT_Room_HTGSETP_SPEED | Thermostat Setpoint | C | WntrDsn | 2014-01-01 | 2014-12-31 | Constant | Hr 1: 21.1
Outpatient_IT_Room_HTGSETP_SPEED | Thermostat Setpoint | C | SmrDsn | 2014-01-01 | 2014-12-31 | Constant | Hr 1: 21.1
Outpatient_IT_Room_HTGSETP_SPEED | Thermostat Setpoint | C | Sun | 2014-01-01 | 2014-12-31 | Hourly | 19.4 | 19.4 | 19.4 | 19.4 | 19.4 | 19.4 | 19.4 | 19.4 | 19.4 | 19.4 | 19.4 | 19.4 | 19.4 | 19.4 | 19.4 | 19.4 | 19.4 | 19.4 | 19.4 | 19.4 | 19.4 | 19.4 | 19.4 | 19.4
Outpatient_IT_Room_HTGSETP_SPEED | Thermostat Setpoint | C | Sat | 2014-01-01 | 2014-12-31 | Hourly | 19.4 | 19.4 | 19.4 | 19.4 | 19.4 | 19.4 | 19.4 | 21.1 | 21.1 | 21.1 | 21.1 | 21.1 | 21.1 | 21.1 | 21.1 | 21.1 | 21.1 | 21.1 | 21.1 | 21.1 | 19.4 | 19.4 | 19.4 | 19.4
Outpatient_IT_Room_HTGSETP_SPEED | Thermostat Setpoint | C | Wkdy ¦ Default | 2014-01-01 | 2014-12-31 | Hourly | 19.4 | 19.4 | 19.4 | 19.4 | 21.1 | 21.1 | 21.1 | 21.1 | 21.1 | 21.1 | 21.1 | 21.1 | 21.1 | 21.1 | 21.1 | 21.1 | 21.1 | 21.1 | 21.1 | 21.1 | 21.1 | 21.1 | 19.4 | 19.4
Outpatient_IT_Room_OCC_SPEED | Occupancy |  | WntrDsn | 2014-01-01 | 2014-12-31 | Constant | Hr 1: 0
Outpatient_IT_Room_OCC_SPEED | Occupancy |  | SmrDsn | 2014-01-01 | 2014-12-31 | Constant | bar: Hr 1
Outpatient_IT_Room_OCC_SPEED | Occupancy |  | Sun | 2014-01-01 | 2014-12-31 | Hourly | 0 | 0 | 0 | 0 | 0 | 0 | 0 | 0 | 0.05 | 0.05 | 0.05 | 0.05 | 0.05 | 0.05 | 0.05 | 0.05 | 0.05 | 0 | 0 | 0 | 0 | 0 | 0 | 0
Outpatient_IT_Room_OCC_SPEED | Occupancy |  | Sat | 2014-01-01 | 2014-12-31 | Hourly | 0.05 | 0.05 | 0.05 | 0.05 | 0.05 | 0.05 | 0.05 | 0.2 | 0.2 | 0.3 | 0.3 | 0.3 | 0.3 | 0.3 | 0.3 | 0.2 | 0.2 | 0.2 | 0.2 | 0.2 | 0.05 | 0.05 | 0.05 | 0.05
Outpatient_IT_Room_OCC_SPEED | Occupancy |  | Wkdy ¦ Default | 2014-01-01 | 2014-12-31 | Hourly | 0.05 | 0.05 | 0.05 | 0.05 | 0.2 | 0.2 | 0.5 | 0.9 | 0.9 | 0.9 | 0.9 | 0.9 | 0.9 | 0.9 | 0.9 | 0.9 | 0.9 | 0.9 | 0.5 | 0.5 | 0.2 | 0.2 | 0.05 | 0.05
Outpatient_IT_Room_LIGHT_2007_SPEED | Lighting |  | WntrDsn | 2014-01-01 | 2014-12-31 | Constant | Hr 1: 0
Outpatient_IT_Room_LIGHT_2007_SPEED | Lighting |  | SmrDsn | 2014-01-01 | 2014-12-31 | Constant | bar: Hr 1
Outpatient_IT_Room_LIGHT_2007_SPEED | Lighting |  | Sun | 2014-01-01 | 2014-12-31 | Hourly | 0.05 | 0.05 | 0.05 | 0.05 | 0.05 | 0.05 | 0.05 | 0.05 | 0.1 | 0.1 | 0.1 | 0.1 | 0.1 | 0.1 | 0.1 | 0.1 | 0.1 | 0.05 | 0.05 | 0.05 | 0.05 | 0.05 | 0.05 | 0.05
Outpatient_IT_Room_LIGHT_2007_SPEED | Lighting |  | Sat | 2014-01-01 | 2014-12-31 | Hourly | 0.1 | 0.1 | 0.1 | 0.1 | 0.1 | 0.1 | 0.1 | 0.3 | 0.3 | 0.4 | 0.4 | 0.4 | 0.4 | 0.4 | 0.4 | 0.3 | 0.3 | 0.3 | 0.3 | 0.3 | 0.1 | 0.1 | 0.1 | 0.1
Outpatient_IT_Room_LIGHT_2007_SPEED | Lighting |  | Wkdy ¦ Default | 2014-01-01 | 2014-12-31 | Hourly | 0.1 | 0.1 | 0.1 | 0.1 | 0.3 | 0.3 | 0.6 | 0.9 | 0.9 | 0.9 | 0.9 | 0.9 | 0.9 | 0.9 | 0.9 | 0.9 | 0.9 | 0.9 | 0.6 | 0.6 | 0.3 | 0.3 | 0.1 | 0.1
Outpatient_IT_Room_EQUIP_2007_SPEED | Equipment |  | WntrDsn | 2014-01-01 | 2014-12-31 | Constant | Hr 1: 0
Outpatient_IT_Room_EQUIP_2007_SPEED | Equipment |  | SmrDsn | 2014-01-01 | 2014-12-31 | Constant | bar: Hr 1
Outpatient_IT_Room_EQUIP_2007_SPEED | Equipment |  | Sun | 2014-01-01 | 2014-12-31 | Hourly | 0.3 | 0.3 | 0.3 | 0.3 | 0.3 | 0.3 | 0.3 | 0.3 | 0.5 | 0.5 | 0.5 | 0.5 | 0.5 | 0.5 | 0.5 | 0.5 | 0.5 | 0.3 | 0.3 | 0.3 | 0.3 | 0.3 | 0.3 | 0.3
Outpatient_IT_Room_EQUIP_2007_SPEED | Equipment |  | Sat | 2014-01-01 | 2014-12-31 | Hourly | 0.3 | 0.3 | 0.3 | 0.3 | 0.3 | 0.3 | 0.3 | 0.5 | 0.5 | 0.8 | 0.8 | 0.8 | 0.8 | 0.8 | 0.8 | 0.5 | 0.5 | 0.5 | 0.5 | 0.5 | 0.3 | 0.3 | 0.3 | 0.3
Outpatient_IT_Room_EQUIP_2007_SPEED | Equipment |  | Wkdy ¦ Default | 2014-01-01 | 2014-12-31 | Hourly | 0.3 | 0.3 | 0.3 | 0.3 | 0.5 | 0.5 | 1 | 1 | 1 | 1 | 1 | 1 | 1 | 1 | 1 | 1 | 1 | 1 | 0.5 | 0.5 | 0.3 | 0.3 | 0.3 | 0.3
Outpatient_IT_Room_LIGHT_2010_SPEED | Lighting |  | WntrDsn | 2014-01-01 | 2014-12-31 | Constant | Hr 1: 0
Outpatient_IT_Room_LIGHT_2010_SPEED | Lighting |  | SmrDsn | 2014-01-01 | 2014-12-31 | Constant | bar: Hr 1
Outpatient_IT_Room_LIGHT_2010_SPEED | Lighting |  | Sun | 2014-01-01 | 2014-12-31 | Hourly | 0.05 | 0.05 | 0.05 | 0.05 | 0.05 | 0.05 | 0.05 | 0.05 | 0.1 | 0.1 | 0.1 | 0.1 | 0.1 | 0.1 | 0.1 | 0.1 | 0.1 | 0.05 | 0.05 | 0.05 | 0.05 | 0.05 | 0.05 | 0.05
Outpatient_IT_Room_LIGHT_2010_SPEED | Lighting |  | Sat | 2014-01-01 | 2014-12-31 | Hourly | 0.1 | 0.1 | 0.1 | 0.1 | 0.1 | 0.1 | 0.1 | 0.3 | 0.3 | 0.4 | 0.4 | 0.4 | 0.4 | 0.4 | 0.4 | 0.3 | 0.3 | 0.3 | 0.3 | 0.3 | 0.1 | 0.1 | 0.1 | 0.1
Outpatient_IT_Room_LIGHT_2010_SPEED | Lighting |  | Wkdy ¦ Default | 2014-01-01 | 2014-12-31 | Hourly | 0.1 | 0.1 | 0.1 | 0.1 | 0.3 | 0.3 | 0.6 | 0.9 | 0.9 | 0.9 | 0.9 | 0.9 | 0.9 | 0.9 | 0.9 | 0.9 | 0.9 | 0.9 | 0.6 | 0.6 | 0.3 | 0.3 | 0.1 | 0.1
Outpatient_IT_Room_EQUIP_2010_SPEED | Equipment |  | WntrDsn | 2014-01-01 | 2014-12-31 | Constant | Hr 1: 0
Outpatient_IT_Room_EQUIP_2010_SPEED | Equipment |  | SmrDsn | 2014-01-01 | 2014-12-31 | Constant | bar: Hr 1
Outpatient_IT_Room_EQUIP_2010_SPEED | Equipment |  | Sun | 2014-01-01 | 2014-12-31 | Hourly | 0.3 | 0.3 | 0.3 | 0.3 | 0.3 | 0.3 | 0.3 | 0.3 | 0.5 | 0.5 | 0.5 | 0.5 | 0.5 | 0.5 | 0.5 | 0.5 | 0.5 | 0.3 | 0.3 | 0.3 | 0.3 | 0.3 | 0.3 | 0.3
Outpatient_IT_Room_EQUIP_2010_SPEED | Equipment |  | Sat | 2014-01-01 | 2014-12-31 | Hourly | 0.3 | 0.3 | 0.3 | 0.3 | 0.3 | 0.3 | 0.3 | 0.5 | 0.5 | 0.8 | 0.8 | 0.8 | 0.8 | 0.8 | 0.8 | 0.5 | 0.5 | 0.5 | 0.5 | 0.5 | 0.3 | 0.3 | 0.3 | 0.3
Outpatient_IT_Room_EQUIP_2010_SPEED | Equipment |  | Wkdy ¦ Default | 2014-01-01 | 2014-12-31 | Hourly | 0.3 | 0.3 | 0.3 | 0.3 | 0.5 | 0.5 | 1 | 1 | 1 | 1 | 1 | 1 | 1 | 1 | 1 | 1 | 1 | 1 | 0.5 | 0.5 | 0.3 | 0.3 | 0.3 | 0.3
Outpatient_IT_Room_LIGHT_2013_SPEED | Lighting |  | WntrDsn | 2014-01-01 | 2014-12-31 | Constant | Hr 1: 0
Outpatient_IT_Room_LIGHT_2013_SPEED | Lighting |  | SmrDsn | 2014-01-01 | 2014-12-31 | Constant | bar: Hr 1
Outpatient_IT_Room_LIGHT_2013_SPEED | Lighting |  | Sun | 2014-01-01 | 2014-12-31 | Hourly | 0.05 | 0.05 | 0.05 | 0.05 | 0.05 | 0.05 | 0.05 | 0.05 | 0.1 | 0.1 | 0.1 | 0.1 | 0.1 | 0.1 | 0.1 | 0.1 | 0.1 | 0.05 | 0.05 | 0.05 | 0.05 | 0.05 | 0.05 | 0.05
Outpatient_IT_Room_LIGHT_2013_SPEED | Lighting |  | Sat | 2014-01-01 | 2014-12-31 | Hourly | 0.1 | 0.1 | 0.1 | 0.1 | 0.1 | 0.1 | 0.1 | 0.3 | 0.3 | 0.4 | 0.4 | 0.4 | 0.4 | 0.4 | 0.4 | 0.3 | 0.3 | 0.3 | 0.3 | 0.3 | 0.1 | 0.1 | 0.1 | 0.1
Outpatient_IT_Room_LIGHT_2013_SPEED | Lighting |  | Wkdy ¦ Default | 2014-01-01 | 2014-12-31 | Hourly | 0.1 | 0.1 | 0.1 | 0.1 | 0.3 | 0.3 | 0.6 | 0.9 | 0.9 | 0.9 | 0.9 | 0.9 | 0.9 | 0.9 | 0.9 | 0.9 | 0.9 | 0.9 | 0.6 | 0.6 | 0.3 | 0.3 | 0.1 | 0.1
Outpatient_IT_Room_EQUIP_2013_SPEED | Equipment |  | WntrDsn | 2014-01-01 | 2014-12-31 | Constant | Hr 1: 0
Outpatient_IT_Room_EQUIP_2013_SPEED | Equipment |  | SmrDsn | 2014-01-01 | 2014-12-31 | Constant | bar: Hr 1
Outpatient_IT_Room_EQUIP_2013_SPEED | Equipment |  | Sun | 2014-01-01 | 2014-12-31 | Hourly | 0.3 | 0.3 | 0.3 | 0.3 | 0.3 | 0.3 | 0.3 | 0.3 | 0.5 | 0.5 | 0.5 | 0.5 | 0.5 | 0.5 | 0.5 | 0.5 | 0.5 | 0.3 | 0.3 | 0.3 | 0.3 | 0.3 | 0.3 | 0.3
Outpatient_IT_Room_EQUIP_2013_SPEED | Equipment |  | Sat | 2014-01-01 | 2014-12-31 | Hourly | 0.3 | 0.3 | 0.3 | 0.3 | 0.3 | 0.3 | 0.3 | 0.5 | 0.5 | 0.8 | 0.8 | 0.8 | 0.8 | 0.8 | 0.8 | 0.5 | 0.5 | 0.5 | 0.5 | 0.5 | 0.3 | 0.3 | 0.3 | 0.3
Outpatient_IT_Room_EQUIP_2013_SPEED | Equipment |  | Wkdy ¦ Default | 2014-01-01 | 2014-12-31 | Hourly | 0.3 | 0.3 | 0.3 | 0.3 | 0.5 | 0.5 | 1 | 1 | 1 | 1 | 1 | 1 | 1 | 1 | 1 | 1 | 1 | 1 | 0.5 | 0.5 | 0.3 | 0.3 | 0.3 | 0.3
Outpatient_IT_Room_INFIL_SPEED | Infiltration |  | WntrDsn | 2014-01-01 | 2014-12-31 | Constant | bar: Hr 1
Outpatient_IT_Room_INFIL_SPEED | Infiltration |  | SmrDsn | 2014-01-01 | 2014-12-31 | Constant | bar: Hr 1
Outpatient_IT_Room_INFIL_SPEED | Infiltration |  | Sun | 2014-01-01 | 2014-12-31 | Constant | Hr 1: 0.5
Outpatient_IT_Room_INFIL_SPEED | Infiltration |  | Sat | 2014-01-01 | 2014-12-31 | Constant | Hr 1: 0.5
Outpatient_IT_Room_INFIL_SPEED | Infiltration |  | Wkdy ¦ Default | 2014-01-01 | 2014-12-31 | Constant | Hr 1: 0.5
Outpatient_IT_Room_ACTIVITY_SPEED | Activity | W | WntrDsn | 2014-01-01 | 2014-12-31 | Constant | Hr 1: 120
Outpatient_IT_Room_ACTIVITY_SPEED | Activity | W | SmrDsn | 2014-01-01 | 2014-12-31 | Constant | Hr 1: 120
Outpatient_IT_Room_ACTIVITY_SPEED | Activity | W | Sun | 2014-01-01 | 2014-12-31 | Constant | Hr 1: 120
Outpatient_IT_Room_ACTIVITY_SPEED | Activity | W | Sat | 2014-01-01 | 2014-12-31 | Constant | Hr 1: 120
Outpatient_IT_Room_ACTIVITY_SPEED | Activity | W | Wkdy ¦ Default | 2014-01-01 | 2014-12-31 | Constant | Hr 1: 120
Outpatient_IT_Room_OA_SPEED | OA Air |  | WntrDsn | 2014-01-01 | 2014-12-31 | Constant | bar: Hr 1
Outpatient_IT_Room_OA_SPEED | OA Air |  | SmrDsn | 2014-01-01 | 2014-12-31 | Constant | bar: Hr 1
Outpatient_IT_Room_OA_SPEED | OA Air |  | Sun | 2014-01-01 | 2014-12-31 | Hourly | 0 | 0 | 0 | 0 | 0 | 0 | 0 | 0 | 0 | 0 | 0 | 0 | 0 | 0 | 0 | 0 | 0 | 0 | 0 | 0 | 0 | 0 | 0 | 0
Outpatient_IT_Room_OA_SPEED | OA Air |  | Sat | 2014-01-01 | 2014-12-31 | Hourly | 0 | 0 | 0 | 0 | 0 | 0 | 0 | 1 | 1 | 1 | 1 | 1 | 1 | 1 | 1 | 1 | 1 | 1 | 1 | 1 | 0 | 0 | 0 | 0
Outpatient_IT_Room_OA_SPEED | OA Air |  | Wkdy ¦ Default | 2014-01-01 | 2014-12-31 | Hourly | 0 | 0 | 0 | 0 | 1 | 1 | 1 | 1 | 1 | 1 | 1 | 1 | 1 | 1 | 1 | 1 | 1 | 1 | 1 | 1 | 1 | 1 | 0 | 0
Outpatient_Lobby_CLGSETP_SPEED | Thermostat Setpoint | C | WntrDsn | 2014-01-01 | 2014-12-31 | Constant | Hr 1: 23.9
Outpatient_Lobby_CLGSETP_SPEED | Thermostat Setpoint | C | SmrDsn | 2014-01-01 | 2014-12-31 | Constant | Hr 1: 23.9
Outpatient_Lobby_CLGSETP_SPEED | Thermostat Setpoint | C | Sun | 2014-01-01 | 2014-12-31 | Hourly | 25.6 | 25.6 | 25.6 | 25.6 | 25.6 | 25.6 | 25.6 | 25.6 | 25.6 | 25.6 | 25.6 | 25.6 | 25.6 | 25.6 | 25.6 | 25.6 | 25.6 | 25.6 | 25.6 | 25.6 | 25.6 | 25.6 | 25.6 | 25.6
Outpatient_Lobby_CLGSETP_SPEED | Thermostat Setpoint | C | Sat | 2014-01-01 | 2014-12-31 | Hourly | 25.6 | 25.6 | 25.6 | 25.6 | 25.6 | 25.6 | 25.6 | 23.9 | 23.9 | 23.9 | 23.9 | 23.9 | 23.9 | 23.9 | 23.9 | 23.9 | 23.9 | 23.9 | 23.9 | 23.9 | 25.6 | 25.6 | 25.6 | 25.6
Outpatient_Lobby_CLGSETP_SPEED | Thermostat Setpoint | C | Wkdy ¦ Default | 2014-01-01 | 2014-12-31 | Hourly | 25.6 | 25.6 | 25.6 | 25.6 | 23.9 | 23.9 | 23.9 | 23.9 | 23.9 | 23.9 | 23.9 | 23.9 | 23.9 | 23.9 | 23.9 | 23.9 | 23.9 | 23.9 | 23.9 | 23.9 | 23.9 | 23.9 | 25.6 | 25.6
Outpatient_Lobby_HTGSETP_SPEED | Thermostat Setpoint | C | WntrDsn | 2014-01-01 | 2014-12-31 | Constant | Hr 1: 21.1
Outpatient_Lobby_HTGSETP_SPEED | Thermostat Setpoint | C | SmrDsn | 2014-01-01 | 2014-12-31 | Constant | Hr 1: 21.1
Outpatient_Lobby_HTGSETP_SPEED | Thermostat Setpoint | C | Sun | 2014-01-01 | 2014-12-31 | Hourly | 19.4 | 19.4 | 19.4 | 19.4 | 19.4 | 19.4 | 19.4 | 19.4 | 19.4 | 19.4 | 19.4 | 19.4 | 19.4 | 19.4 | 19.4 | 19.4 | 19.4 | 19.4 | 19.4 | 19.4 | 19.4 | 19.4 | 19.4 | 19.4
Outpatient_Lobby_HTGSETP_SPEED | Thermostat Setpoint | C | Sat | 2014-01-01 | 2014-12-31 | Hourly | 19.4 | 19.4 | 19.4 | 19.4 | 19.4 | 19.4 | 19.4 | 21.1 | 21.1 | 21.1 | 21.1 | 21.1 | 21.1 | 21.1 | 21.1 | 21.1 | 21.1 | 21.1 | 21.1 | 21.1 | 19.4 | 19.4 | 19.4 | 19.4
Outpatient_Lobby_HTGSETP_SPEED | Thermostat Setpoint | C | Wkdy ¦ Default | 2014-01-01 | 2014-12-31 | Hourly | 19.4 | 19.4 | 19.4 | 19.4 | 21.1 | 21.1 | 21.1 | 21.1 | 21.1 | 21.1 | 21.1 | 21.1 | 21.1 | 21.1 | 21.1 | 21.1 | 21.1 | 21.1 | 21.1 | 21.1 | 21.1 | 21.1 | 19.4 | 19.4
Outpatient_Lobby_OCC_SPEED | Occupancy |  | WntrDsn | 2014-01-01 | 2014-12-31 | Constant | Hr 1: 0
Outpatient_Lobby_OCC_SPEED | Occupancy |  | SmrDsn | 2014-01-01 | 2014-12-31 | Constant | bar: Hr 1
Outpatient_Lobby_OCC_SPEED | Occupancy |  | Sun | 2014-01-01 | 2014-12-31 | Hourly | 0 | 0 | 0 | 0 | 0 | 0 | 0 | 0 | 0.05 | 0.05 | 0.05 | 0.05 | 0.05 | 0.05 | 0.05 | 0.05 | 0.05 | 0 | 0 | 0 | 0 | 0 | 0 | 0
Outpatient_Lobby_OCC_SPEED | Occupancy |  | Sat | 2014-01-01 | 2014-12-31 | Hourly | 0.05 | 0.05 | 0.05 | 0.05 | 0.05 | 0.05 | 0.05 | 0.2 | 0.2 | 0.3 | 0.3 | 0.3 | 0.3 | 0.3 | 0.3 | 0.2 | 0.2 | 0.2 | 0.2 | 0.2 | 0.05 | 0.05 | 0.05 | 0.05
Outpatient_Lobby_OCC_SPEED | Occupancy |  | Wkdy ¦ Default | 2014-01-01 | 2014-12-31 | Hourly | 0.05 | 0.05 | 0.05 | 0.05 | 0.2 | 0.2 | 0.5 | 0.9 | 0.9 | 0.9 | 0.9 | 0.9 | 0.9 | 0.9 | 0.9 | 0.9 | 0.9 | 0.9 | 0.5 | 0.5 | 0.2 | 0.2 | 0.05 | 0.05
Outpatient_Lobby_LIGHT_2007_SPEED | Lighting |  | WntrDsn | 2014-01-01 | 2014-12-31 | Constant | Hr 1: 0
Outpatient_Lobby_LIGHT_2007_SPEED | Lighting |  | SmrDsn | 2014-01-01 | 2014-12-31 | Constant | bar: Hr 1
Outpatient_Lobby_LIGHT_2007_SPEED | Lighting |  | Sun | 2014-01-01 | 2014-12-31 | Hourly | 0.05 | 0.05 | 0.05 | 0.05 | 0.05 | 0.05 | 0.05 | 0.05 | 0.1 | 0.1 | 0.1 | 0.1 | 0.1 | 0.1 | 0.1 | 0.1 | 0.1 | 0.05 | 0.05 | 0.05 | 0.05 | 0.05 | 0.05 | 0.05
Outpatient_Lobby_LIGHT_2007_SPEED | Lighting |  | Sat | 2014-01-01 | 2014-12-31 | Hourly | 0.1 | 0.1 | 0.1 | 0.1 | 0.1 | 0.1 | 0.1 | 0.3 | 0.3 | 0.4 | 0.4 | 0.4 | 0.4 | 0.4 | 0.4 | 0.3 | 0.3 | 0.3 | 0.3 | 0.3 | 0.1 | 0.1 | 0.1 | 0.1
Outpatient_Lobby_LIGHT_2007_SPEED | Lighting |  | Wkdy ¦ Default | 2014-01-01 | 2014-12-31 | Hourly | 0.1 | 0.1 | 0.1 | 0.1 | 0.3 | 0.3 | 0.6 | 0.9 | 0.9 | 0.9 | 0.9 | 0.9 | 0.9 | 0.9 | 0.9 | 0.9 | 0.9 | 0.9 | 0.6 | 0.6 | 0.3 | 0.3 | 0.1 | 0.1
Outpatient_Lobby_EQUIP_2007_SPEED | Equipment |  | WntrDsn | 2014-01-01 | 2014-12-31 | Constant | Hr 1: 0
Outpatient_Lobby_EQUIP_2007_SPEED | Equipment |  | SmrDsn | 2014-01-01 | 2014-12-31 | Constant | bar: Hr 1
Outpatient_Lobby_EQUIP_2007_SPEED | Equipment |  | Sun | 2014-01-01 | 2014-12-31 | Hourly | 0.3 | 0.3 | 0.3 | 0.3 | 0.3 | 0.3 | 0.3 | 0.3 | 0.5 | 0.5 | 0.5 | 0.5 | 0.5 | 0.5 | 0.5 | 0.5 | 0.5 | 0.3 | 0.3 | 0.3 | 0.3 | 0.3 | 0.3 | 0.3
Outpatient_Lobby_EQUIP_2007_SPEED | Equipment |  | Sat | 2014-01-01 | 2014-12-31 | Hourly | 0.3 | 0.3 | 0.3 | 0.3 | 0.3 | 0.3 | 0.3 | 0.5 | 0.5 | 0.8 | 0.8 | 0.8 | 0.8 | 0.8 | 0.8 | 0.5 | 0.5 | 0.5 | 0.5 | 0.5 | 0.3 | 0.3 | 0.3 | 0.3
Outpatient_Lobby_EQUIP_2007_SPEED | Equipment |  | Wkdy ¦ Default | 2014-01-01 | 2014-12-31 | Hourly | 0.3 | 0.3 | 0.3 | 0.3 | 0.5 | 0.5 | 1 | 1 | 1 | 1 | 1 | 1 | 1 | 1 | 1 | 1 | 1 | 1 | 0.5 | 0.5 | 0.3 | 0.3 | 0.3 | 0.3
Outpatient_Lobby_LIGHT_2010_SPEED | Lighting |  | WntrDsn | 2014-01-01 | 2014-12-31 | Constant | Hr 1: 0
Outpatient_Lobby_LIGHT_2010_SPEED | Lighting |  | SmrDsn | 2014-01-01 | 2014-12-31 | Constant | bar: Hr 1
Outpatient_Lobby_LIGHT_2010_SPEED | Lighting |  | Sun | 2014-01-01 | 2014-12-31 | Hourly | 0.05 | 0.05 | 0.05 | 0.05 | 0.05 | 0.05 | 0.05 | 0.05 | 0.1 | 0.1 | 0.1 | 0.1 | 0.1 | 0.1 | 0.1 | 0.1 | 0.1 | 0.05 | 0.05 | 0.05 | 0.05 | 0.05 | 0.05 | 0.05
Outpatient_Lobby_LIGHT_2010_SPEED | Lighting |  | Sat | 2014-01-01 | 2014-12-31 | Hourly | 0.1 | 0.1 | 0.1 | 0.1 | 0.1 | 0.1 | 0.1 | 0.3 | 0.3 | 0.4 | 0.4 | 0.4 | 0.4 | 0.4 | 0.4 | 0.3 | 0.3 | 0.3 | 0.3 | 0.3 | 0.1 | 0.1 | 0.1 | 0.1
Outpatient_Lobby_LIGHT_2010_SPEED | Lighting |  | Wkdy ¦ Default | 2014-01-01 | 2014-12-31 | Hourly | 0.1 | 0.1 | 0.1 | 0.1 | 0.3 | 0.3 | 0.6 | 0.9 | 0.9 | 0.9 | 0.9 | 0.9 | 0.9 | 0.9 | 0.9 | 0.9 | 0.9 | 0.9 | 0.6 | 0.6 | 0.3 | 0.3 | 0.1 | 0.1
Outpatient_Lobby_EQUIP_2010_SPEED | Equipment |  | WntrDsn | 2014-01-01 | 2014-12-31 | Constant | Hr 1: 0
Outpatient_Lobby_EQUIP_2010_SPEED | Equipment |  | SmrDsn | 2014-01-01 | 2014-12-31 | Constant | bar: Hr 1
Outpatient_Lobby_EQUIP_2010_SPEED | Equipment |  | Sun | 2014-01-01 | 2014-12-31 | Hourly | 0.3 | 0.3 | 0.3 | 0.3 | 0.3 | 0.3 | 0.3 | 0.3 | 0.5 | 0.5 | 0.5 | 0.5 | 0.5 | 0.5 | 0.5 | 0.5 | 0.5 | 0.3 | 0.3 | 0.3 | 0.3 | 0.3 | 0.3 | 0.3
Outpatient_Lobby_EQUIP_2010_SPEED | Equipment |  | Sat | 2014-01-01 | 2014-12-31 | Hourly | 0.3 | 0.3 | 0.3 | 0.3 | 0.3 | 0.3 | 0.3 | 0.5 | 0.5 | 0.8 | 0.8 | 0.8 | 0.8 | 0.8 | 0.8 | 0.5 | 0.5 | 0.5 | 0.5 | 0.5 | 0.3 | 0.3 | 0.3 | 0.3
Outpatient_Lobby_EQUIP_2010_SPEED | Equipment |  | Wkdy ¦ Default | 2014-01-01 | 2014-12-31 | Hourly | 0.3 | 0.3 | 0.3 | 0.3 | 0.5 | 0.5 | 1 | 1 | 1 | 1 | 1 | 1 | 1 | 1 | 1 | 1 | 1 | 1 | 0.5 | 0.5 | 0.3 | 0.3 | 0.3 | 0.3
Outpatient_Lobby_LIGHT_2013_SPEED | Lighting |  | WntrDsn | 2014-01-01 | 2014-12-31 | Constant | Hr 1: 0
Outpatient_Lobby_LIGHT_2013_SPEED | Lighting |  | SmrDsn | 2014-01-01 | 2014-12-31 | Constant | bar: Hr 1
Outpatient_Lobby_LIGHT_2013_SPEED | Lighting |  | Sun | 2014-01-01 | 2014-12-31 | Hourly | 0.05 | 0.05 | 0.05 | 0.05 | 0.05 | 0.05 | 0.05 | 0.05 | 0.1 | 0.1 | 0.1 | 0.1 | 0.1 | 0.1 | 0.1 | 0.1 | 0.1 | 0.05 | 0.05 | 0.05 | 0.05 | 0.05 | 0.05 | 0.05
Outpatient_Lobby_LIGHT_2013_SPEED | Lighting |  | Sat | 2014-01-01 | 2014-12-31 | Hourly | 0.1 | 0.1 | 0.1 | 0.1 | 0.1 | 0.1 | 0.1 | 0.3 | 0.3 | 0.4 | 0.4 | 0.4 | 0.4 | 0.4 | 0.4 | 0.3 | 0.3 | 0.3 | 0.3 | 0.3 | 0.1 | 0.1 | 0.1 | 0.1
Outpatient_Lobby_LIGHT_2013_SPEED | Lighting |  | Wkdy ¦ Default | 2014-01-01 | 2014-12-31 | Hourly | 0.1 | 0.1 | 0.1 | 0.1 | 0.3 | 0.3 | 0.6 | 0.9 | 0.9 | 0.9 | 0.9 | 0.9 | 0.9 | 0.9 | 0.9 | 0.9 | 0.9 | 0.9 | 0.6 | 0.6 | 0.3 | 0.3 | 0.1 | 0.1
Outpatient_Lobby_EQUIP_2013_SPEED | Equipment |  | WntrDsn | 2014-01-01 | 2014-12-31 | Constant | Hr 1: 0
Outpatient_Lobby_EQUIP_2013_SPEED | Equipment |  | SmrDsn | 2014-01-01 | 2014-12-31 | Constant | bar: Hr 1
Outpatient_Lobby_EQUIP_2013_SPEED | Equipment |  | Sun | 2014-01-01 | 2014-12-31 | Hourly | 0.3 | 0.3 | 0.3 | 0.3 | 0.3 | 0.3 | 0.3 | 0.3 | 0.5 | 0.5 | 0.5 | 0.5 | 0.5 | 0.5 | 0.5 | 0.5 | 0.5 | 0.3 | 0.3 | 0.3 | 0.3 | 0.3 | 0.3 | 0.3
Outpatient_Lobby_EQUIP_2013_SPEED | Equipment |  | Sat | 2014-01-01 | 2014-12-31 | Hourly | 0.3 | 0.3 | 0.3 | 0.3 | 0.3 | 0.3 | 0.3 | 0.5 | 0.5 | 0.8 | 0.8 | 0.8 | 0.8 | 0.8 | 0.8 | 0.5 | 0.5 | 0.5 | 0.5 | 0.5 | 0.3 | 0.3 | 0.3 | 0.3
Outpatient_Lobby_EQUIP_2013_SPEED | Equipment |  | Wkdy ¦ Default | 2014-01-01 | 2014-12-31 | Hourly | 0.3 | 0.3 | 0.3 | 0.3 | 0.5 | 0.5 | 1 | 1 | 1 | 1 | 1 | 1 | 1 | 1 | 1 | 1 | 1 | 1 | 0.5 | 0.5 | 0.3 | 0.3 | 0.3 | 0.3
Outpatient_Lobby_INFIL_SPEED | Infiltration |  | WntrDsn | 2014-01-01 | 2014-12-31 | Constant | bar: Hr 1
Outpatient_Lobby_INFIL_SPEED | Infiltration |  | SmrDsn | 2014-01-01 | 2014-12-31 | Constant | bar: Hr 1
Outpatient_Lobby_INFIL_SPEED | Infiltration |  | Sun | 2014-01-01 | 2014-12-31 | Constant | Hr 1: 0.5
Outpatient_Lobby_INFIL_SPEED | Infiltration |  | Sat | 2014-01-01 | 2014-12-31 | Constant | Hr 1: 0.5
Outpatient_Lobby_INFIL_SPEED | Infiltration |  | Wkdy ¦ Default | 2014-01-01 | 2014-12-31 | Constant | Hr 1: 0.5
Outpatient_Lobby_ACTIVITY_SPEED | Activity | W | WntrDsn | 2014-01-01 | 2014-12-31 | Constant | Hr 1: 120
Outpatient_Lobby_ACTIVITY_SPEED | Activity | W | SmrDsn | 2014-01-01 | 2014-12-31 | Constant | Hr 1: 120
Outpatient_Lobby_ACTIVITY_SPEED | Activity | W | Sun | 2014-01-01 | 2014-12-31 | Constant | Hr 1: 120
Outpatient_Lobby_ACTIVITY_SPEED | Activity | W | Sat | 2014-01-01 | 2014-12-31 | Constant | Hr 1: 120
Outpatient_Lobby_ACTIVITY_SPEED | Activity | W | Wkdy ¦ Default | 2014-01-01 | 2014-12-31 | Constant | Hr 1: 120
Outpatient_Lobby_OA_SPEED | OA Air |  | WntrDsn | 2014-01-01 | 2014-12-31 | Constant | bar: Hr 1
Outpatient_Lobby_OA_SPEED | OA Air |  | SmrDsn | 2014-01-01 | 2014-12-31 | Constant | bar: Hr 1
Outpatient_Lobby_OA_SPEED | OA Air |  | Sun | 2014-01-01 | 2014-12-31 | Hourly | 0 | 0 | 0 | 0 | 0 | 0 | 0 | 0 | 0 | 0 | 0 | 0 | 0 | 0 | 0 | 0 | 0 | 0 | 0 | 0 | 0 | 0 | 0 | 0
Outpatient_Lobby_OA_SPEED | OA Air |  | Sat | 2014-01-01 | 2014-12-31 | Hourly | 0 | 0 | 0 | 0 | 0 | 0 | 0 | 1 | 1 | 1 | 1 | 1 | 1 | 1 | 1 | 1 | 1 | 1 | 1 | 1 | 0 | 0 | 0 | 0
Outpatient_Lobby_OA_SPEED | OA Air |  | Wkdy ¦ Default | 2014-01-01 | 2014-12-31 | Hourly | 0 | 0 | 0 | 0 | 1 | 1 | 1 | 1 | 1 | 1 | 1 | 1 | 1 | 1 | 1 | 1 | 1 | 1 | 1 | 1 | 1 | 1 | 0 | 0
Outpatient_OR_CLGSETP_SPEED | Thermostat Setpoint | C | WntrDsn | 2014-01-01 | 2014-12-31 | Constant | Hr 1: 23.9
Outpatient_OR_CLGSETP_SPEED | Thermostat Setpoint | C | SmrDsn | 2014-01-01 | 2014-12-31 | Constant | Hr 1: 23.9
Outpatient_OR_CLGSETP_SPEED | Thermostat Setpoint | C | Sun | 2014-01-01 | 2014-12-31 | Hourly | 25.6 | 25.6 | 25.6 | 25.6 | 25.6 | 25.6 | 25.6 | 25.6 | 25.6 | 25.6 | 25.6 | 25.6 | 25.6 | 25.6 | 25.6 | 25.6 | 25.6 | 25.6 | 25.6 | 25.6 | 25.6 | 25.6 | 25.6 | 25.6
Outpatient_OR_CLGSETP_SPEED | Thermostat Setpoint | C | Sat | 2014-01-01 | 2014-12-31 | Hourly | 25.6 | 25.6 | 25.6 | 25.6 | 25.6 | 25.6 | 25.6 | 23.9 | 23.9 | 23.9 | 23.9 | 23.9 | 23.9 | 23.9 | 23.9 | 23.9 | 23.9 | 23.9 | 23.9 | 23.9 | 25.6 | 25.6 | 25.6 | 25.6
Outpatient_OR_CLGSETP_SPEED | Thermostat Setpoint | C | Wkdy ¦ Default | 2014-01-01 | 2014-12-31 | Hourly | 25.6 | 25.6 | 25.6 | 25.6 | 23.9 | 23.9 | 23.9 | 23.9 | 23.9 | 23.9 | 23.9 | 23.9 | 23.9 | 23.9 | 23.9 | 23.9 | 23.9 | 23.9 | 23.9 | 23.9 | 23.9 | 23.9 | 25.6 | 25.6
Outpatient_OR_HTGSETP_SPEED | Thermostat Setpoint | C | WntrDsn | 2014-01-01 | 2014-12-31 | Constant | Hr 1: 21.1
Outpatient_OR_HTGSETP_SPEED | Thermostat Setpoint | C | SmrDsn | 2014-01-01 | 2014-12-31 | Constant | Hr 1: 21.1
Outpatient_OR_HTGSETP_SPEED | Thermostat Setpoint | C | Sun | 2014-01-01 | 2014-12-31 | Hourly | 19.4 | 19.4 | 19.4 | 19.4 | 19.4 | 19.4 | 19.4 | 19.4 | 19.4 | 19.4 | 19.4 | 19.4 | 19.4 | 19.4 | 19.4 | 19.4 | 19.4 | 19.4 | 19.4 | 19.4 | 19.4 | 19.4 | 19.4 | 19.4
Outpatient_OR_HTGSETP_SPEED | Thermostat Setpoint | C | Sat | 2014-01-01 | 2014-12-31 | Hourly | 19.4 | 19.4 | 19.4 | 19.4 | 19.4 | 19.4 | 19.4 | 21.1 | 21.1 | 21.1 | 21.1 | 21.1 | 21.1 | 21.1 | 21.1 | 21.1 | 21.1 | 21.1 | 21.1 | 21.1 | 19.4 | 19.4 | 19.4 | 19.4
Outpatient_OR_HTGSETP_SPEED | Thermostat Setpoint | C | Wkdy ¦ Default | 2014-01-01 | 2014-12-31 | Hourly | 19.4 | 19.4 | 19.4 | 19.4 | 21.1 | 21.1 | 21.1 | 21.1 | 21.1 | 21.1 | 21.1 | 21.1 | 21.1 | 21.1 | 21.1 | 21.1 | 21.1 | 21.1 | 21.1 | 21.1 | 21.1 | 21.1 | 19.4 | 19.4
Outpatient_OR_OCC_SPEED | Occupancy |  | WntrDsn | 2014-01-01 | 2014-12-31 | Constant | Hr 1: 0
Outpatient_OR_OCC_SPEED | Occupancy |  | SmrDsn | 2014-01-01 | 2014-12-31 | Constant | bar: Hr 1
Outpatient_OR_OCC_SPEED | Occupancy |  | Sun | 2014-01-01 | 2014-12-31 | Hourly | 0 | 0 | 0 | 0 | 0 | 0 | 0 | 0 | 0.05 | 0.05 | 0.05 | 0.05 | 0.05 | 0.05 | 0.05 | 0.05 | 0.05 | 0 | 0 | 0 | 0 | 0 | 0 | 0
Outpatient_OR_OCC_SPEED | Occupancy |  | Sat | 2014-01-01 | 2014-12-31 | Hourly | 0.05 | 0.05 | 0.05 | 0.05 | 0.05 | 0.05 | 0.05 | 0.2 | 0.2 | 0.3 | 0.3 | 0.3 | 0.3 | 0.3 | 0.3 | 0.2 | 0.2 | 0.2 | 0.2 | 0.2 | 0.05 | 0.05 | 0.05 | 0.05
Outpatient_OR_OCC_SPEED | Occupancy |  | Wkdy ¦ Default | 2014-01-01 | 2014-12-31 | Hourly | 0.05 | 0.05 | 0.05 | 0.05 | 0.2 | 0.2 | 0.5 | 0.9 | 0.9 | 0.9 | 0.9 | 0.9 | 0.9 | 0.9 | 0.9 | 0.9 | 0.9 | 0.9 | 0.5 | 0.5 | 0.2 | 0.2 | 0.05 | 0.05
Outpatient_OR_LIGHT_2007_SPEED | Lighting |  | WntrDsn | 2014-01-01 | 2014-12-31 | Constant | Hr 1: 0
Outpatient_OR_LIGHT_2007_SPEED | Lighting |  | SmrDsn | 2014-01-01 | 2014-12-31 | Constant | bar: Hr 1
Outpatient_OR_LIGHT_2007_SPEED | Lighting |  | Sun | 2014-01-01 | 2014-12-31 | Hourly | 0.05 | 0.05 | 0.05 | 0.05 | 0.05 | 0.05 | 0.05 | 0.05 | 0.1 | 0.1 | 0.1 | 0.1 | 0.1 | 0.1 | 0.1 | 0.1 | 0.1 | 0.05 | 0.05 | 0.05 | 0.05 | 0.05 | 0.05 | 0.05
Outpatient_OR_LIGHT_2007_SPEED | Lighting |  | Sat | 2014-01-01 | 2014-12-31 | Hourly | 0.1 | 0.1 | 0.1 | 0.1 | 0.1 | 0.1 | 0.1 | 0.3 | 0.3 | 0.4 | 0.4 | 0.4 | 0.4 | 0.4 | 0.4 | 0.3 | 0.3 | 0.3 | 0.3 | 0.3 | 0.1 | 0.1 | 0.1 | 0.1
Outpatient_OR_LIGHT_2007_SPEED | Lighting |  | Wkdy ¦ Default | 2014-01-01 | 2014-12-31 | Hourly | 0.1 | 0.1 | 0.1 | 0.1 | 0.3 | 0.3 | 0.6 | 0.9 | 0.9 | 0.9 | 0.9 | 0.9 | 0.9 | 0.9 | 0.9 | 0.9 | 0.9 | 0.9 | 0.6 | 0.6 | 0.3 | 0.3 | 0.1 | 0.1
Outpatient_OR_EQUIP_2007_SPEED | Equipment |  | WntrDsn | 2014-01-01 | 2014-12-31 | Constant | Hr 1: 0
Outpatient_OR_EQUIP_2007_SPEED | Equipment |  | SmrDsn | 2014-01-01 | 2014-12-31 | Constant | bar: Hr 1
Outpatient_OR_EQUIP_2007_SPEED | Equipment |  | Sun | 2014-01-01 | 2014-12-31 | Hourly | 0.3 | 0.3 | 0.3 | 0.3 | 0.3 | 0.3 | 0.3 | 0.3 | 0.5 | 0.5 | 0.5 | 0.5 | 0.5 | 0.5 | 0.5 | 0.5 | 0.5 | 0.3 | 0.3 | 0.3 | 0.3 | 0.3 | 0.3 | 0.3
Outpatient_OR_EQUIP_2007_SPEED | Equipment |  | Sat | 2014-01-01 | 2014-12-31 | Hourly | 0.3 | 0.3 | 0.3 | 0.3 | 0.3 | 0.3 | 0.3 | 0.5 | 0.5 | 0.8 | 0.8 | 0.8 | 0.8 | 0.8 | 0.8 | 0.5 | 0.5 | 0.5 | 0.5 | 0.5 | 0.3 | 0.3 | 0.3 | 0.3
Outpatient_OR_EQUIP_2007_SPEED | Equipment |  | Wkdy ¦ Default | 2014-01-01 | 2014-12-31 | Hourly | 0.3 | 0.3 | 0.3 | 0.3 | 0.5 | 0.5 | 1 | 1 | 1 | 1 | 1 | 1 | 1 | 1 | 1 | 1 | 1 | 1 | 0.5 | 0.5 | 0.3 | 0.3 | 0.3 | 0.3
Outpatient_OR_LIGHT_2010_SPEED | Lighting |  | WntrDsn | 2014-01-01 | 2014-12-31 | Constant | Hr 1: 0
Outpatient_OR_LIGHT_2010_SPEED | Lighting |  | SmrDsn | 2014-01-01 | 2014-12-31 | Constant | bar: Hr 1
Outpatient_OR_LIGHT_2010_SPEED | Lighting |  | Sun | 2014-01-01 | 2014-12-31 | Hourly | 0.05 | 0.05 | 0.05 | 0.05 | 0.05 | 0.05 | 0.05 | 0.05 | 0.1 | 0.1 | 0.1 | 0.1 | 0.1 | 0.1 | 0.1 | 0.1 | 0.1 | 0.05 | 0.05 | 0.05 | 0.05 | 0.05 | 0.05 | 0.05
Outpatient_OR_LIGHT_2010_SPEED | Lighting |  | Sat | 2014-01-01 | 2014-12-31 | Hourly | 0.1 | 0.1 | 0.1 | 0.1 | 0.1 | 0.1 | 0.1 | 0.3 | 0.3 | 0.4 | 0.4 | 0.4 | 0.4 | 0.4 | 0.4 | 0.3 | 0.3 | 0.3 | 0.3 | 0.3 | 0.1 | 0.1 | 0.1 | 0.1
Outpatient_OR_LIGHT_2010_SPEED | Lighting |  | Wkdy ¦ Default | 2014-01-01 | 2014-12-31 | Hourly | 0.1 | 0.1 | 0.1 | 0.1 | 0.3 | 0.3 | 0.6 | 0.9 | 0.9 | 0.9 | 0.9 | 0.9 | 0.9 | 0.9 | 0.9 | 0.9 | 0.9 | 0.9 | 0.6 | 0.6 | 0.3 | 0.3 | 0.1 | 0.1
Outpatient_OR_EQUIP_2010_SPEED | Equipment |  | WntrDsn | 2014-01-01 | 2014-12-31 | Constant | Hr 1: 0
Outpatient_OR_EQUIP_2010_SPEED | Equipment |  | SmrDsn | 2014-01-01 | 2014-12-31 | Constant | bar: Hr 1
Outpatient_OR_EQUIP_2010_SPEED | Equipment |  | Sun | 2014-01-01 | 2014-12-31 | Hourly | 0.3 | 0.3 | 0.3 | 0.3 | 0.3 | 0.3 | 0.3 | 0.3 | 0.5 | 0.5 | 0.5 | 0.5 | 0.5 | 0.5 | 0.5 | 0.5 | 0.5 | 0.3 | 0.3 | 0.3 | 0.3 | 0.3 | 0.3 | 0.3
Outpatient_OR_EQUIP_2010_SPEED | Equipment |  | Sat | 2014-01-01 | 2014-12-31 | Hourly | 0.3 | 0.3 | 0.3 | 0.3 | 0.3 | 0.3 | 0.3 | 0.5 | 0.5 | 0.8 | 0.8 | 0.8 | 0.8 | 0.8 | 0.8 | 0.5 | 0.5 | 0.5 | 0.5 | 0.5 | 0.3 | 0.3 | 0.3 | 0.3
Outpatient_OR_EQUIP_2010_SPEED | Equipment |  | Wkdy ¦ Default | 2014-01-01 | 2014-12-31 | Hourly | 0.3 | 0.3 | 0.3 | 0.3 | 0.5 | 0.5 | 1 | 1 | 1 | 1 | 1 | 1 | 1 | 1 | 1 | 1 | 1 | 1 | 0.5 | 0.5 | 0.3 | 0.3 | 0.3 | 0.3
Outpatient_OR_LIGHT_2013_SPEED | Lighting |  | WntrDsn | 2014-01-01 | 2014-12-31 | Constant | Hr 1: 0
Outpatient_OR_LIGHT_2013_SPEED | Lighting |  | SmrDsn | 2014-01-01 | 2014-12-31 | Constant | bar: Hr 1
Outpatient_OR_LIGHT_2013_SPEED | Lighting |  | Sun | 2014-01-01 | 2014-12-31 | Hourly | 0.05 | 0.05 | 0.05 | 0.05 | 0.05 | 0.05 | 0.05 | 0.05 | 0.1 | 0.1 | 0.1 | 0.1 | 0.1 | 0.1 | 0.1 | 0.1 | 0.1 | 0.05 | 0.05 | 0.05 | 0.05 | 0.05 | 0.05 | 0.05
Outpatient_OR_LIGHT_2013_SPEED | Lighting |  | Sat | 2014-01-01 | 2014-12-31 | Hourly | 0.1 | 0.1 | 0.1 | 0.1 | 0.1 | 0.1 | 0.1 | 0.3 | 0.3 | 0.4 | 0.4 | 0.4 | 0.4 | 0.4 | 0.4 | 0.3 | 0.3 | 0.3 | 0.3 | 0.3 | 0.1 | 0.1 | 0.1 | 0.1
Outpatient_OR_LIGHT_2013_SPEED | Lighting |  | Wkdy ¦ Default | 2014-01-01 | 2014-12-31 | Hourly | 0.1 | 0.1 | 0.1 | 0.1 | 0.3 | 0.3 | 0.6 | 0.9 | 0.9 | 0.9 | 0.9 | 0.9 | 0.9 | 0.9 | 0.9 | 0.9 | 0.9 | 0.9 | 0.6 | 0.6 | 0.3 | 0.3 | 0.1 | 0.1
Outpatient_OR_EQUIP_2013_SPEED | Equipment |  | WntrDsn | 2014-01-01 | 2014-12-31 | Constant | Hr 1: 0
Outpatient_OR_EQUIP_2013_SPEED | Equipment |  | SmrDsn | 2014-01-01 | 2014-12-31 | Constant | bar: Hr 1
Outpatient_OR_EQUIP_2013_SPEED | Equipment |  | Sun | 2014-01-01 | 2014-12-31 | Hourly | 0.29714 | 0.29714 | 0.29714 | 0.29714 | 0.29714 | 0.29714 | 0.29714 | 0.29714 | 0.49523 | 0.49523 | 0.49523 | 0.49523 | 0.49523 | 0.49523 | 0.49523 | 0.49523 | 0.49523 | 0.29714 | 0.29714 | 0.29714 | 0.29714 | 0.29714 | 0.29714 | 0.29714
Outpatient_OR_EQUIP_2013_SPEED | Equipment |  | Sat | 2014-01-01 | 2014-12-31 | Hourly | 0.29714 | 0.29714 | 0.29714 | 0.29714 | 0.29714 | 0.29714 | 0.29714 | 0.49523 | 0.49523 | 0.79237 | 0.79237 | 0.79237 | 0.79237 | 0.79237 | 0.79237 | 0.49523 | 0.49523 | 0.49523 | 0.49523 | 0.49523 | 0.29714 | 0.29714 | 0.29714 | 0.29714
Outpatient_OR_EQUIP_2013_SPEED | Equipment |  | Wkdy ¦ Default | 2014-01-01 | 2014-12-31 | Hourly | 0.29714 | 0.29714 | 0.29714 | 0.29714 | 0.49523 | 0.49523 | 0.99046 | 0.99046 | 0.99046 | 0.99046 | 0.99046 | 0.99046 | 0.99046 | 0.99046 | 0.99046 | 0.99046 | 0.99046 | 0.99046 | 0.49523 | 0.49523 | 0.29714 | 0.29714 | 0.29714 | 0.29714
Outpatient_OR_INFIL_SPEED | Infiltration |  | WntrDsn | 2014-01-01 | 2014-12-31 | Constant | bar: Hr 1
Outpatient_OR_INFIL_SPEED | Infiltration |  | SmrDsn | 2014-01-01 | 2014-12-31 | Constant | bar: Hr 1
Outpatient_OR_INFIL_SPEED | Infiltration |  | Sun | 2014-01-01 | 2014-12-31 | Constant | Hr 1: 0.5
Outpatient_OR_INFIL_SPEED | Infiltration |  | Sat | 2014-01-01 | 2014-12-31 | Constant | Hr 1: 0.5
Outpatient_OR_INFIL_SPEED | Infiltration |  | Wkdy ¦ Default | 2014-01-01 | 2014-12-31 | Constant | Hr 1: 0.5
Outpatient_OR_ACTIVITY_SPEED | Activity | W | WntrDsn | 2014-01-01 | 2014-12-31 | Constant | Hr 1: 120
Outpatient_OR_ACTIVITY_SPEED | Activity | W | SmrDsn | 2014-01-01 | 2014-12-31 | Constant | Hr 1: 120
Outpatient_OR_ACTIVITY_SPEED | Activity | W | Sun | 2014-01-01 | 2014-12-31 | Constant | Hr 1: 120
Outpatient_OR_ACTIVITY_SPEED | Activity | W | Sat | 2014-01-01 | 2014-12-31 | Constant | Hr 1: 120
Outpatient_OR_ACTIVITY_SPEED | Activity | W | Wkdy ¦ Default | 2014-01-01 | 2014-12-31 | Constant | Hr 1: 120
Outpatient_OR_OA_SPEED | OA Air |  | WntrDsn | 2014-01-01 | 2014-12-31 | Constant | bar: Hr 1
Outpatient_OR_OA_SPEED | OA Air |  | SmrDsn | 2014-01-01 | 2014-12-31 | Constant | bar: Hr 1
Outpatient_OR_OA_SPEED | OA Air |  | Sun | 2014-01-01 | 2014-12-31 | Hourly | 0 | 0 | 0 | 0 | 0 | 0 | 0 | 0 | 0 | 0 | 0 | 0 | 0 | 0 | 0 | 0 | 0 | 0 | 0 | 0 | 0 | 0 | 0 | 0
Outpatient_OR_OA_SPEED | OA Air |  | Sat | 2014-01-01 | 2014-12-31 | Hourly | 0 | 0 | 0 | 0 | 0 | 0 | 0 | 1 | 1 | 1 | 1 | 1 | 1 | 1 | 1 | 1 | 1 | 1 | 1 | 1 | 0 | 0 | 0 | 0
Outpatient_OR_OA_SPEED | OA Air |  | Wkdy ¦ Default | 2014-01-01 | 2014-12-31 | Hourly | 0 | 0 | 0 | 0 | 1 | 1 | 1 | 1 | 1 | 1 | 1 | 1 | 1 | 1 | 1 | 1 | 1 | 1 | 1 | 1 | 1 | 1 | 0 | 0
Outpatient_PACU_CLGSETP_SPEED | Thermostat Setpoint | C | WntrDsn | 2014-01-01 | 2014-12-31 | Constant | Hr 1: 23.9
Outpatient_PACU_CLGSETP_SPEED | Thermostat Setpoint | C | SmrDsn | 2014-01-01 | 2014-12-31 | Constant | Hr 1: 23.9
Outpatient_PACU_CLGSETP_SPEED | Thermostat Setpoint | C | Sun | 2014-01-01 | 2014-12-31 | Hourly | 25.6 | 25.6 | 25.6 | 25.6 | 25.6 | 25.6 | 25.6 | 25.6 | 25.6 | 25.6 | 25.6 | 25.6 | 25.6 | 25.6 | 25.6 | 25.6 | 25.6 | 25.6 | 25.6 | 25.6 | 25.6 | 25.6 | 25.6 | 25.6
Outpatient_PACU_CLGSETP_SPEED | Thermostat Setpoint | C | Sat | 2014-01-01 | 2014-12-31 | Hourly | 25.6 | 25.6 | 25.6 | 25.6 | 25.6 | 25.6 | 25.6 | 23.9 | 23.9 | 23.9 | 23.9 | 23.9 | 23.9 | 23.9 | 23.9 | 23.9 | 23.9 | 23.9 | 23.9 | 23.9 | 25.6 | 25.6 | 25.6 | 25.6
Outpatient_PACU_CLGSETP_SPEED | Thermostat Setpoint | C | Wkdy ¦ Default | 2014-01-01 | 2014-12-31 | Hourly | 25.6 | 25.6 | 25.6 | 25.6 | 23.9 | 23.9 | 23.9 | 23.9 | 23.9 | 23.9 | 23.9 | 23.9 | 23.9 | 23.9 | 23.9 | 23.9 | 23.9 | 23.9 | 23.9 | 23.9 | 23.9 | 23.9 | 25.6 | 25.6
Outpatient_PACU_HTGSETP_SPEED | Thermostat Setpoint | C | WntrDsn | 2014-01-01 | 2014-12-31 | Constant | Hr 1: 21.1
Outpatient_PACU_HTGSETP_SPEED | Thermostat Setpoint | C | SmrDsn | 2014-01-01 | 2014-12-31 | Constant | Hr 1: 21.1
Outpatient_PACU_HTGSETP_SPEED | Thermostat Setpoint | C | Sun | 2014-01-01 | 2014-12-31 | Hourly | 19.4 | 19.4 | 19.4 | 19.4 | 19.4 | 19.4 | 19.4 | 19.4 | 19.4 | 19.4 | 19.4 | 19.4 | 19.4 | 19.4 | 19.4 | 19.4 | 19.4 | 19.4 | 19.4 | 19.4 | 19.4 | 19.4 | 19.4 | 19.4
Outpatient_PACU_HTGSETP_SPEED | Thermostat Setpoint | C | Sat | 2014-01-01 | 2014-12-31 | Hourly | 19.4 | 19.4 | 19.4 | 19.4 | 19.4 | 19.4 | 19.4 | 21.1 | 21.1 | 21.1 | 21.1 | 21.1 | 21.1 | 21.1 | 21.1 | 21.1 | 21.1 | 21.1 | 21.1 | 21.1 | 19.4 | 19.4 | 19.4 | 19.4
Outpatient_PACU_HTGSETP_SPEED | Thermostat Setpoint | C | Wkdy ¦ Default | 2014-01-01 | 2014-12-31 | Hourly | 19.4 | 19.4 | 19.4 | 19.4 | 21.1 | 21.1 | 21.1 | 21.1 | 21.1 | 21.1 | 21.1 | 21.1 | 21.1 | 21.1 | 21.1 | 21.1 | 21.1 | 21.1 | 21.1 | 21.1 | 21.1 | 21.1 | 19.4 | 19.4
Outpatient_PACU_OCC_SPEED | Occupancy |  | WntrDsn | 2014-01-01 | 2014-12-31 | Constant | Hr 1: 0
Outpatient_PACU_OCC_SPEED | Occupancy |  | SmrDsn | 2014-01-01 | 2014-12-31 | Constant | bar: Hr 1
Outpatient_PACU_OCC_SPEED | Occupancy |  | Sun | 2014-01-01 | 2014-12-31 | Hourly | 0 | 0 | 0 | 0 | 0 | 0 | 0 | 0 | 0.05 | 0.05 | 0.05 | 0.05 | 0.05 | 0.05 | 0.05 | 0.05 | 0.05 | 0 | 0 | 0 | 0 | 0 | 0 | 0
Outpatient_PACU_OCC_SPEED | Occupancy |  | Sat | 2014-01-01 | 2014-12-31 | Hourly | 0.05 | 0.05 | 0.05 | 0.05 | 0.05 | 0.05 | 0.05 | 0.2 | 0.2 | 0.3 | 0.3 | 0.3 | 0.3 | 0.3 | 0.3 | 0.2 | 0.2 | 0.2 | 0.2 | 0.2 | 0.05 | 0.05 | 0.05 | 0.05
Outpatient_PACU_OCC_SPEED | Occupancy |  | Wkdy ¦ Default | 2014-01-01 | 2014-12-31 | Hourly | 0.05 | 0.05 | 0.05 | 0.05 | 0.2 | 0.2 | 0.5 | 0.9 | 0.9 | 0.9 | 0.9 | 0.9 | 0.9 | 0.9 | 0.9 | 0.9 | 0.9 | 0.9 | 0.5 | 0.5 | 0.2 | 0.2 | 0.05 | 0.05
Outpatient_PACU_LIGHT_2007_SPEED | Lighting |  | WntrDsn | 2014-01-01 | 2014-12-31 | Constant | Hr 1: 0
Outpatient_PACU_LIGHT_2007_SPEED | Lighting |  | SmrDsn | 2014-01-01 | 2014-12-31 | Constant | bar: Hr 1
Outpatient_PACU_LIGHT_2007_SPEED | Lighting |  | Sun | 2014-01-01 | 2014-12-31 | Hourly | 0.05 | 0.05 | 0.05 | 0.05 | 0.05 | 0.05 | 0.05 | 0.05 | 0.1 | 0.1 | 0.1 | 0.1 | 0.1 | 0.1 | 0.1 | 0.1 | 0.1 | 0.05 | 0.05 | 0.05 | 0.05 | 0.05 | 0.05 | 0.05
Outpatient_PACU_LIGHT_2007_SPEED | Lighting |  | Sat | 2014-01-01 | 2014-12-31 | Hourly | 0.1 | 0.1 | 0.1 | 0.1 | 0.1 | 0.1 | 0.1 | 0.3 | 0.3 | 0.4 | 0.4 | 0.4 | 0.4 | 0.4 | 0.4 | 0.3 | 0.3 | 0.3 | 0.3 | 0.3 | 0.1 | 0.1 | 0.1 | 0.1
Outpatient_PACU_LIGHT_2007_SPEED | Lighting |  | Wkdy ¦ Default | 2014-01-01 | 2014-12-31 | Hourly | 0.1 | 0.1 | 0.1 | 0.1 | 0.3 | 0.3 | 0.6 | 0.9 | 0.9 | 0.9 | 0.9 | 0.9 | 0.9 | 0.9 | 0.9 | 0.9 | 0.9 | 0.9 | 0.6 | 0.6 | 0.3 | 0.3 | 0.1 | 0.1
Outpatient_PACU_EQUIP_2007_SPEED | Equipment |  | WntrDsn | 2014-01-01 | 2014-12-31 | Constant | Hr 1: 0
Outpatient_PACU_EQUIP_2007_SPEED | Equipment |  | SmrDsn | 2014-01-01 | 2014-12-31 | Constant | bar: Hr 1
Outpatient_PACU_EQUIP_2007_SPEED | Equipment |  | Sun | 2014-01-01 | 2014-12-31 | Hourly | 0.3 | 0.3 | 0.3 | 0.3 | 0.3 | 0.3 | 0.3 | 0.3 | 0.5 | 0.5 | 0.5 | 0.5 | 0.5 | 0.5 | 0.5 | 0.5 | 0.5 | 0.3 | 0.3 | 0.3 | 0.3 | 0.3 | 0.3 | 0.3
Outpatient_PACU_EQUIP_2007_SPEED | Equipment |  | Sat | 2014-01-01 | 2014-12-31 | Hourly | 0.3 | 0.3 | 0.3 | 0.3 | 0.3 | 0.3 | 0.3 | 0.5 | 0.5 | 0.8 | 0.8 | 0.8 | 0.8 | 0.8 | 0.8 | 0.5 | 0.5 | 0.5 | 0.5 | 0.5 | 0.3 | 0.3 | 0.3 | 0.3
Outpatient_PACU_EQUIP_2007_SPEED | Equipment |  | Wkdy ¦ Default | 2014-01-01 | 2014-12-31 | Hourly | 0.3 | 0.3 | 0.3 | 0.3 | 0.5 | 0.5 | 1 | 1 | 1 | 1 | 1 | 1 | 1 | 1 | 1 | 1 | 1 | 1 | 0.5 | 0.5 | 0.3 | 0.3 | 0.3 | 0.3
Outpatient_PACU_LIGHT_2010_SPEED | Lighting |  | WntrDsn | 2014-01-01 | 2014-12-31 | Constant | Hr 1: 0
Outpatient_PACU_LIGHT_2010_SPEED | Lighting |  | SmrDsn | 2014-01-01 | 2014-12-31 | Constant | bar: Hr 1
Outpatient_PACU_LIGHT_2010_SPEED | Lighting |  | Sun | 2014-01-01 | 2014-12-31 | Hourly | 0.05 | 0.05 | 0.05 | 0.05 | 0.05 | 0.05 | 0.05 | 0.05 | 0.1 | 0.1 | 0.1 | 0.1 | 0.1 | 0.1 | 0.1 | 0.1 | 0.1 | 0.05 | 0.05 | 0.05 | 0.05 | 0.05 | 0.05 | 0.05
Outpatient_PACU_LIGHT_2010_SPEED | Lighting |  | Sat | 2014-01-01 | 2014-12-31 | Hourly | 0.1 | 0.1 | 0.1 | 0.1 | 0.1 | 0.1 | 0.1 | 0.3 | 0.3 | 0.4 | 0.4 | 0.4 | 0.4 | 0.4 | 0.4 | 0.3 | 0.3 | 0.3 | 0.3 | 0.3 | 0.1 | 0.1 | 0.1 | 0.1
Outpatient_PACU_LIGHT_2010_SPEED | Lighting |  | Wkdy ¦ Default | 2014-01-01 | 2014-12-31 | Hourly | 0.1 | 0.1 | 0.1 | 0.1 | 0.3 | 0.3 | 0.6 | 0.9 | 0.9 | 0.9 | 0.9 | 0.9 | 0.9 | 0.9 | 0.9 | 0.9 | 0.9 | 0.9 | 0.6 | 0.6 | 0.3 | 0.3 | 0.1 | 0.1
Outpatient_PACU_EQUIP_2010_SPEED | Equipment |  | WntrDsn | 2014-01-01 | 2014-12-31 | Constant | Hr 1: 0
Outpatient_PACU_EQUIP_2010_SPEED | Equipment |  | SmrDsn | 2014-01-01 | 2014-12-31 | Constant | bar: Hr 1
Outpatient_PACU_EQUIP_2010_SPEED | Equipment |  | Sun | 2014-01-01 | 2014-12-31 | Hourly | 0.3 | 0.3 | 0.3 | 0.3 | 0.3 | 0.3 | 0.3 | 0.3 | 0.5 | 0.5 | 0.5 | 0.5 | 0.5 | 0.5 | 0.5 | 0.5 | 0.5 | 0.3 | 0.3 | 0.3 | 0.3 | 0.3 | 0.3 | 0.3
Outpatient_PACU_EQUIP_2010_SPEED | Equipment |  | Sat | 2014-01-01 | 2014-12-31 | Hourly | 0.3 | 0.3 | 0.3 | 0.3 | 0.3 | 0.3 | 0.3 | 0.5 | 0.5 | 0.8 | 0.8 | 0.8 | 0.8 | 0.8 | 0.8 | 0.5 | 0.5 | 0.5 | 0.5 | 0.5 | 0.3 | 0.3 | 0.3 | 0.3
Outpatient_PACU_EQUIP_2010_SPEED | Equipment |  | Wkdy ¦ Default | 2014-01-01 | 2014-12-31 | Hourly | 0.3 | 0.3 | 0.3 | 0.3 | 0.5 | 0.5 | 1 | 1 | 1 | 1 | 1 | 1 | 1 | 1 | 1 | 1 | 1 | 1 | 0.5 | 0.5 | 0.3 | 0.3 | 0.3 | 0.3
Outpatient_PACU_LIGHT_2013_SPEED | Lighting |  | WntrDsn | 2014-01-01 | 2014-12-31 | Constant | Hr 1: 0
Outpatient_PACU_LIGHT_2013_SPEED | Lighting |  | SmrDsn | 2014-01-01 | 2014-12-31 | Constant | bar: Hr 1
Outpatient_PACU_LIGHT_2013_SPEED | Lighting |  | Sun | 2014-01-01 | 2014-12-31 | Hourly | 0.05 | 0.05 | 0.05 | 0.05 | 0.05 | 0.05 | 0.05 | 0.05 | 0.1 | 0.1 | 0.1 | 0.1 | 0.1 | 0.1 | 0.1 | 0.1 | 0.1 | 0.05 | 0.05 | 0.05 | 0.05 | 0.05 | 0.05 | 0.05
Outpatient_PACU_LIGHT_2013_SPEED | Lighting |  | Sat | 2014-01-01 | 2014-12-31 | Hourly | 0.1 | 0.1 | 0.1 | 0.1 | 0.1 | 0.1 | 0.1 | 0.3 | 0.3 | 0.4 | 0.4 | 0.4 | 0.4 | 0.4 | 0.4 | 0.3 | 0.3 | 0.3 | 0.3 | 0.3 | 0.1 | 0.1 | 0.1 | 0.1
Outpatient_PACU_LIGHT_2013_SPEED | Lighting |  | Wkdy ¦ Default | 2014-01-01 | 2014-12-31 | Hourly | 0.1 | 0.1 | 0.1 | 0.1 | 0.3 | 0.3 | 0.6 | 0.9 | 0.9 | 0.9 | 0.9 | 0.9 | 0.9 | 0.9 | 0.9 | 0.9 | 0.9 | 0.9 | 0.6 | 0.6 | 0.3 | 0.3 | 0.1 | 0.1
Outpatient_PACU_EQUIP_2013_SPEED | Equipment |  | WntrDsn | 2014-01-01 | 2014-12-31 | Constant | Hr 1: 0
Outpatient_PACU_EQUIP_2013_SPEED | Equipment |  | SmrDsn | 2014-01-01 | 2014-12-31 | Constant | bar: Hr 1
Outpatient_PACU_EQUIP_2013_SPEED | Equipment |  | Sun | 2014-01-01 | 2014-12-31 | Hourly | 0.29714 | 0.29714 | 0.29714 | 0.29714 | 0.29714 | 0.29714 | 0.29714 | 0.29714 | 0.49523 | 0.49523 | 0.49523 | 0.49523 | 0.49523 | 0.49523 | 0.49523 | 0.49523 | 0.49523 | 0.29714 | 0.29714 | 0.29714 | 0.29714 | 0.29714 | 0.29714 | 0.29714
Outpatient_PACU_EQUIP_2013_SPEED | Equipment |  | Sat | 2014-01-01 | 2014-12-31 | Hourly | 0.29714 | 0.29714 | 0.29714 | 0.29714 | 0.29714 | 0.29714 | 0.29714 | 0.49523 | 0.49523 | 0.79237 | 0.79237 | 0.79237 | 0.79237 | 0.79237 | 0.79237 | 0.49523 | 0.49523 | 0.49523 | 0.49523 | 0.49523 | 0.29714 | 0.29714 | 0.29714 | 0.29714
Outpatient_PACU_EQUIP_2013_SPEED | Equipment |  | Wkdy ¦ Default | 2014-01-01 | 2014-12-31 | Hourly | 0.29714 | 0.29714 | 0.29714 | 0.29714 | 0.49523 | 0.49523 | 0.99046 | 0.99046 | 0.99046 | 0.99046 | 0.99046 | 0.99046 | 0.99046 | 0.99046 | 0.99046 | 0.99046 | 0.99046 | 0.99046 | 0.49523 | 0.49523 | 0.29714 | 0.29714 | 0.29714 | 0.29714
Outpatient_PACU_INFIL_SPEED | Infiltration |  | WntrDsn | 2014-01-01 | 2014-12-31 | Constant | bar: Hr 1
Outpatient_PACU_INFIL_SPEED | Infiltration |  | SmrDsn | 2014-01-01 | 2014-12-31 | Constant | bar: Hr 1
Outpatient_PACU_INFIL_SPEED | Infiltration |  | Sun | 2014-01-01 | 2014-12-31 | Constant | Hr 1: 0.5
Outpatient_PACU_INFIL_SPEED | Infiltration |  | Sat | 2014-01-01 | 2014-12-31 | Constant | Hr 1: 0.5
Outpatient_PACU_INFIL_SPEED | Infiltration |  | Wkdy ¦ Default | 2014-01-01 | 2014-12-31 | Constant | Hr 1: 0.5
Outpatient_PACU_ACTIVITY_SPEED | Activity | W | WntrDsn | 2014-01-01 | 2014-12-31 | Constant | Hr 1: 120
Outpatient_PACU_ACTIVITY_SPEED | Activity | W | SmrDsn | 2014-01-01 | 2014-12-31 | Constant | Hr 1: 120
Outpatient_PACU_ACTIVITY_SPEED | Activity | W | Sun | 2014-01-01 | 2014-12-31 | Constant | Hr 1: 120
Outpatient_PACU_ACTIVITY_SPEED | Activity | W | Sat | 2014-01-01 | 2014-12-31 | Constant | Hr 1: 120
Outpatient_PACU_ACTIVITY_SPEED | Activity | W | Wkdy ¦ Default | 2014-01-01 | 2014-12-31 | Constant | Hr 1: 120
Outpatient_PACU_OA_SPEED | OA Air |  | WntrDsn | 2014-01-01 | 2014-12-31 | Constant | bar: Hr 1
Outpatient_PACU_OA_SPEED | OA Air |  | SmrDsn | 2014-01-01 | 2014-12-31 | Constant | bar: Hr 1
Outpatient_PACU_OA_SPEED | OA Air |  | Sun | 2014-01-01 | 2014-12-31 | Hourly | 0 | 0 | 0 | 0 | 0 | 0 | 0 | 0 | 0 | 0 | 0 | 0 | 0 | 0 | 0 | 0 | 0 | 0 | 0 | 0 | 0 | 0 | 0 | 0
Outpatient_PACU_OA_SPEED | OA Air |  | Sat | 2014-01-01 | 2014-12-31 | Hourly | 0 | 0 | 0 | 0 | 0 | 0 | 0 | 1 | 1 | 1 | 1 | 1 | 1 | 1 | 1 | 1 | 1 | 1 | 1 | 1 | 0 | 0 | 0 | 0
Outpatient_PACU_OA_SPEED | OA Air |  | Wkdy ¦ Default | 2014-01-01 | 2014-12-31 | Hourly | 0 | 0 | 0 | 0 | 1 | 1 | 1 | 1 | 1 | 1 | 1 | 1 | 1 | 1 | 1 | 1 | 1 | 1 | 1 | 1 | 1 | 1 | 0 | 0
Outpatient_PhysicalTherapy_CLGSETP_SPEED | Thermostat Setpoint | C | WntrDsn | 2014-01-01 | 2014-12-31 | Constant | Hr 1: 23.9
Outpatient_PhysicalTherapy_CLGSETP_SPEED | Thermostat Setpoint | C | SmrDsn | 2014-01-01 | 2014-12-31 | Constant | Hr 1: 23.9
Outpatient_PhysicalTherapy_CLGSETP_SPEED | Thermostat Setpoint | C | Sun | 2014-01-01 | 2014-12-31 | Hourly | 25.6 | 25.6 | 25.6 | 25.6 | 25.6 | 25.6 | 25.6 | 25.6 | 25.6 | 25.6 | 25.6 | 25.6 | 25.6 | 25.6 | 25.6 | 25.6 | 25.6 | 25.6 | 25.6 | 25.6 | 25.6 | 25.6 | 25.6 | 25.6
Outpatient_PhysicalTherapy_CLGSETP_SPEED | Thermostat Setpoint | C | Sat | 2014-01-01 | 2014-12-31 | Hourly | 25.6 | 25.6 | 25.6 | 25.6 | 25.6 | 25.6 | 25.6 | 23.9 | 23.9 | 23.9 | 23.9 | 23.9 | 23.9 | 23.9 | 23.9 | 23.9 | 23.9 | 23.9 | 23.9 | 23.9 | 25.6 | 25.6 | 25.6 | 25.6
Outpatient_PhysicalTherapy_CLGSETP_SPEED | Thermostat Setpoint | C | Wkdy ¦ Default | 2014-01-01 | 2014-12-31 | Hourly | 25.6 | 25.6 | 25.6 | 25.6 | 23.9 | 23.9 | 23.9 | 23.9 | 23.9 | 23.9 | 23.9 | 23.9 | 23.9 | 23.9 | 23.9 | 23.9 | 23.9 | 23.9 | 23.9 | 23.9 | 23.9 | 23.9 | 25.6 | 25.6
Outpatient_PhysicalTherapy_HTGSETP_SPEED | Thermostat Setpoint | C | WntrDsn | 2014-01-01 | 2014-12-31 | Constant | Hr 1: 21.1
Outpatient_PhysicalTherapy_HTGSETP_SPEED | Thermostat Setpoint | C | SmrDsn | 2014-01-01 | 2014-12-31 | Constant | Hr 1: 21.1
Outpatient_PhysicalTherapy_HTGSETP_SPEED | Thermostat Setpoint | C | Sun | 2014-01-01 | 2014-12-31 | Hourly | 19.4 | 19.4 | 19.4 | 19.4 | 19.4 | 19.4 | 19.4 | 19.4 | 19.4 | 19.4 | 19.4 | 19.4 | 19.4 | 19.4 | 19.4 | 19.4 | 19.4 | 19.4 | 19.4 | 19.4 | 19.4 | 19.4 | 19.4 | 19.4
Outpatient_PhysicalTherapy_HTGSETP_SPEED | Thermostat Setpoint | C | Sat | 2014-01-01 | 2014-12-31 | Hourly | 19.4 | 19.4 | 19.4 | 19.4 | 19.4 | 19.4 | 19.4 | 21.1 | 21.1 | 21.1 | 21.1 | 21.1 | 21.1 | 21.1 | 21.1 | 21.1 | 21.1 | 21.1 | 21.1 | 21.1 | 19.4 | 19.4 | 19.4 | 19.4
Outpatient_PhysicalTherapy_HTGSETP_SPEED | Thermostat Setpoint | C | Wkdy ¦ Default | 2014-01-01 | 2014-12-31 | Hourly | 19.4 | 19.4 | 19.4 | 19.4 | 21.1 | 21.1 | 21.1 | 21.1 | 21.1 | 21.1 | 21.1 | 21.1 | 21.1 | 21.1 | 21.1 | 21.1 | 21.1 | 21.1 | 21.1 | 21.1 | 21.1 | 21.1 | 19.4 | 19.4
Outpatient_PhysicalTherapy_OCC_SPEED | Occupancy |  | WntrDsn | 2014-01-01 | 2014-12-31 | Constant | Hr 1: 0
Outpatient_PhysicalTherapy_OCC_SPEED | Occupancy |  | SmrDsn | 2014-01-01 | 2014-12-31 | Constant | bar: Hr 1
Outpatient_PhysicalTherapy_OCC_SPEED | Occupancy |  | Sun | 2014-01-01 | 2014-12-31 | Hourly | 0 | 0 | 0 | 0 | 0 | 0 | 0 | 0 | 0.05 | 0.05 | 0.05 | 0.05 | 0.05 | 0.05 | 0.05 | 0.05 | 0.05 | 0 | 0 | 0 | 0 | 0 | 0 | 0
Outpatient_PhysicalTherapy_OCC_SPEED | Occupancy |  | Sat | 2014-01-01 | 2014-12-31 | Hourly | 0.05 | 0.05 | 0.05 | 0.05 | 0.05 | 0.05 | 0.05 | 0.2 | 0.2 | 0.3 | 0.3 | 0.3 | 0.3 | 0.3 | 0.3 | 0.2 | 0.2 | 0.2 | 0.2 | 0.2 | 0.05 | 0.05 | 0.05 | 0.05
Outpatient_PhysicalTherapy_OCC_SPEED | Occupancy |  | Wkdy ¦ Default | 2014-01-01 | 2014-12-31 | Hourly | 0.05 | 0.05 | 0.05 | 0.05 | 0.2 | 0.2 | 0.5 | 0.9 | 0.9 | 0.9 | 0.9 | 0.9 | 0.9 | 0.9 | 0.9 | 0.9 | 0.9 | 0.9 | 0.5 | 0.5 | 0.2 | 0.2 | 0.05 | 0.05
Outpatient_PhysicalTherapy_LIGHT_2007_SPEED | Lighting |  | WntrDsn | 2014-01-01 | 2014-12-31 | Constant | Hr 1: 0
Outpatient_PhysicalTherapy_LIGHT_2007_SPEED | Lighting |  | SmrDsn | 2014-01-01 | 2014-12-31 | Constant | bar: Hr 1
Outpatient_PhysicalTherapy_LIGHT_2007_SPEED | Lighting |  | Sun | 2014-01-01 | 2014-12-31 | Hourly | 0.05 | 0.05 | 0.05 | 0.05 | 0.05 | 0.05 | 0.05 | 0.05 | 0.1 | 0.1 | 0.1 | 0.1 | 0.1 | 0.1 | 0.1 | 0.1 | 0.1 | 0.05 | 0.05 | 0.05 | 0.05 | 0.05 | 0.05 | 0.05
Outpatient_PhysicalTherapy_LIGHT_2007_SPEED | Lighting |  | Sat | 2014-01-01 | 2014-12-31 | Hourly | 0.1 | 0.1 | 0.1 | 0.1 | 0.1 | 0.1 | 0.1 | 0.3 | 0.3 | 0.4 | 0.4 | 0.4 | 0.4 | 0.4 | 0.4 | 0.3 | 0.3 | 0.3 | 0.3 | 0.3 | 0.1 | 0.1 | 0.1 | 0.1
Outpatient_PhysicalTherapy_LIGHT_2007_SPEED | Lighting |  | Wkdy ¦ Default | 2014-01-01 | 2014-12-31 | Hourly | 0.1 | 0.1 | 0.1 | 0.1 | 0.3 | 0.3 | 0.6 | 0.9 | 0.9 | 0.9 | 0.9 | 0.9 | 0.9 | 0.9 | 0.9 | 0.9 | 0.9 | 0.9 | 0.6 | 0.6 | 0.3 | 0.3 | 0.1 | 0.1
Outpatient_PhysicalTherapy_EQUIP_2007_SPEED | Equipment |  | WntrDsn | 2014-01-01 | 2014-12-31 | Constant | Hr 1: 0
Outpatient_PhysicalTherapy_EQUIP_2007_SPEED | Equipment |  | SmrDsn | 2014-01-01 | 2014-12-31 | Constant | bar: Hr 1
Outpatient_PhysicalTherapy_EQUIP_2007_SPEED | Equipment |  | Sun | 2014-01-01 | 2014-12-31 | Hourly | 0.3 | 0.3 | 0.3 | 0.3 | 0.3 | 0.3 | 0.3 | 0.3 | 0.5 | 0.5 | 0.5 | 0.5 | 0.5 | 0.5 | 0.5 | 0.5 | 0.5 | 0.3 | 0.3 | 0.3 | 0.3 | 0.3 | 0.3 | 0.3
Outpatient_PhysicalTherapy_EQUIP_2007_SPEED | Equipment |  | Sat | 2014-01-01 | 2014-12-31 | Hourly | 0.3 | 0.3 | 0.3 | 0.3 | 0.3 | 0.3 | 0.3 | 0.5 | 0.5 | 0.8 | 0.8 | 0.8 | 0.8 | 0.8 | 0.8 | 0.5 | 0.5 | 0.5 | 0.5 | 0.5 | 0.3 | 0.3 | 0.3 | 0.3
Outpatient_PhysicalTherapy_EQUIP_2007_SPEED | Equipment |  | Wkdy ¦ Default | 2014-01-01 | 2014-12-31 | Hourly | 0.3 | 0.3 | 0.3 | 0.3 | 0.5 | 0.5 | 1 | 1 | 1 | 1 | 1 | 1 | 1 | 1 | 1 | 1 | 1 | 1 | 0.5 | 0.5 | 0.3 | 0.3 | 0.3 | 0.3
Outpatient_PhysicalTherapy_LIGHT_2010_SPEED | Lighting |  | WntrDsn | 2014-01-01 | 2014-12-31 | Constant | Hr 1: 0
Outpatient_PhysicalTherapy_LIGHT_2010_SPEED | Lighting |  | SmrDsn | 2014-01-01 | 2014-12-31 | Constant | bar: Hr 1
Outpatient_PhysicalTherapy_LIGHT_2010_SPEED | Lighting |  | Sun | 2014-01-01 | 2014-12-31 | Hourly | 0.05 | 0.05 | 0.05 | 0.05 | 0.05 | 0.05 | 0.05 | 0.05 | 0.1 | 0.1 | 0.1 | 0.1 | 0.1 | 0.1 | 0.1 | 0.1 | 0.1 | 0.05 | 0.05 | 0.05 | 0.05 | 0.05 | 0.05 | 0.05
Outpatient_PhysicalTherapy_LIGHT_2010_SPEED | Lighting |  | Sat | 2014-01-01 | 2014-12-31 | Hourly | 0.1 | 0.1 | 0.1 | 0.1 | 0.1 | 0.1 | 0.1 | 0.3 | 0.3 | 0.4 | 0.4 | 0.4 | 0.4 | 0.4 | 0.4 | 0.3 | 0.3 | 0.3 | 0.3 | 0.3 | 0.1 | 0.1 | 0.1 | 0.1
Outpatient_PhysicalTherapy_LIGHT_2010_SPEED | Lighting |  | Wkdy ¦ Default | 2014-01-01 | 2014-12-31 | Hourly | 0.1 | 0.1 | 0.1 | 0.1 | 0.3 | 0.3 | 0.6 | 0.9 | 0.9 | 0.9 | 0.9 | 0.9 | 0.9 | 0.9 | 0.9 | 0.9 | 0.9 | 0.9 | 0.6 | 0.6 | 0.3 | 0.3 | 0.1 | 0.1
Outpatient_PhysicalTherapy_EQUIP_2010_SPEED | Equipment |  | WntrDsn | 2014-01-01 | 2014-12-31 | Constant | Hr 1: 0
Outpatient_PhysicalTherapy_EQUIP_2010_SPEED | Equipment |  | SmrDsn | 2014-01-01 | 2014-12-31 | Constant | bar: Hr 1
Outpatient_PhysicalTherapy_EQUIP_2010_SPEED | Equipment |  | Sun | 2014-01-01 | 2014-12-31 | Hourly | 0.3 | 0.3 | 0.3 | 0.3 | 0.3 | 0.3 | 0.3 | 0.3 | 0.5 | 0.5 | 0.5 | 0.5 | 0.5 | 0.5 | 0.5 | 0.5 | 0.5 | 0.3 | 0.3 | 0.3 | 0.3 | 0.3 | 0.3 | 0.3
Outpatient_PhysicalTherapy_EQUIP_2010_SPEED | Equipment |  | Sat | 2014-01-01 | 2014-12-31 | Hourly | 0.3 | 0.3 | 0.3 | 0.3 | 0.3 | 0.3 | 0.3 | 0.5 | 0.5 | 0.8 | 0.8 | 0.8 | 0.8 | 0.8 | 0.8 | 0.5 | 0.5 | 0.5 | 0.5 | 0.5 | 0.3 | 0.3 | 0.3 | 0.3
Outpatient_PhysicalTherapy_EQUIP_2010_SPEED | Equipment |  | Wkdy ¦ Default | 2014-01-01 | 2014-12-31 | Hourly | 0.3 | 0.3 | 0.3 | 0.3 | 0.5 | 0.5 | 1 | 1 | 1 | 1 | 1 | 1 | 1 | 1 | 1 | 1 | 1 | 1 | 0.5 | 0.5 | 0.3 | 0.3 | 0.3 | 0.3
Outpatient_PhysicalTherapy_LIGHT_2013_SPEED | Lighting |  | WntrDsn | 2014-01-01 | 2014-12-31 | Constant | Hr 1: 0
Outpatient_PhysicalTherapy_LIGHT_2013_SPEED | Lighting |  | SmrDsn | 2014-01-01 | 2014-12-31 | Constant | bar: Hr 1
Outpatient_PhysicalTherapy_LIGHT_2013_SPEED | Lighting |  | Sun | 2014-01-01 | 2014-12-31 | Hourly | 0.05 | 0.05 | 0.05 | 0.05 | 0.05 | 0.05 | 0.05 | 0.05 | 0.1 | 0.1 | 0.1 | 0.1 | 0.1 | 0.1 | 0.1 | 0.1 | 0.1 | 0.05 | 0.05 | 0.05 | 0.05 | 0.05 | 0.05 | 0.05
Outpatient_PhysicalTherapy_LIGHT_2013_SPEED | Lighting |  | Sat | 2014-01-01 | 2014-12-31 | Hourly | 0.1 | 0.1 | 0.1 | 0.1 | 0.1 | 0.1 | 0.1 | 0.3 | 0.3 | 0.4 | 0.4 | 0.4 | 0.4 | 0.4 | 0.4 | 0.3 | 0.3 | 0.3 | 0.3 | 0.3 | 0.1 | 0.1 | 0.1 | 0.1
Outpatient_PhysicalTherapy_LIGHT_2013_SPEED | Lighting |  | Wkdy ¦ Default | 2014-01-01 | 2014-12-31 | Hourly | 0.1 | 0.1 | 0.1 | 0.1 | 0.3 | 0.3 | 0.6 | 0.9 | 0.9 | 0.9 | 0.9 | 0.9 | 0.9 | 0.9 | 0.9 | 0.9 | 0.9 | 0.9 | 0.6 | 0.6 | 0.3 | 0.3 | 0.1 | 0.1
Outpatient_PhysicalTherapy_EQUIP_2013_SPEED | Equipment |  | WntrDsn | 2014-01-01 | 2014-12-31 | Constant | Hr 1: 0
Outpatient_PhysicalTherapy_EQUIP_2013_SPEED | Equipment |  | SmrDsn | 2014-01-01 | 2014-12-31 | Constant | bar: Hr 1
Outpatient_PhysicalTherapy_EQUIP_2013_SPEED | Equipment |  | Sun | 2014-01-01 | 2014-12-31 | Hourly | 0.29714 | 0.29714 | 0.29714 | 0.29714 | 0.29714 | 0.29714 | 0.29714 | 0.29714 | 0.49523 | 0.49523 | 0.49523 | 0.49523 | 0.49523 | 0.49523 | 0.49523 | 0.49523 | 0.49523 | 0.29714 | 0.29714 | 0.29714 | 0.29714 | 0.29714 | 0.29714 | 0.29714
Outpatient_PhysicalTherapy_EQUIP_2013_SPEED | Equipment |  | Sat | 2014-01-01 | 2014-12-31 | Hourly | 0.29714 | 0.29714 | 0.29714 | 0.29714 | 0.29714 | 0.29714 | 0.29714 | 0.49523 | 0.49523 | 0.79237 | 0.79237 | 0.79237 | 0.79237 | 0.79237 | 0.79237 | 0.49523 | 0.49523 | 0.49523 | 0.49523 | 0.49523 | 0.29714 | 0.29714 | 0.29714 | 0.29714
Outpatient_PhysicalTherapy_EQUIP_2013_SPEED | Equipment |  | Wkdy ¦ Default | 2014-01-01 | 2014-12-31 | Hourly | 0.29714 | 0.29714 | 0.29714 | 0.29714 | 0.49523 | 0.49523 | 0.99046 | 0.99046 | 0.99046 | 0.99046 | 0.99046 | 0.99046 | 0.99046 | 0.99046 | 0.99046 | 0.99046 | 0.99046 | 0.99046 | 0.49523 | 0.49523 | 0.29714 | 0.29714 | 0.29714 | 0.29714
Outpatient_PhysicalTherapy_INFIL_SPEED | Infiltration |  | WntrDsn | 2014-01-01 | 2014-12-31 | Constant | bar: Hr 1
Outpatient_PhysicalTherapy_INFIL_SPEED | Infiltration |  | SmrDsn | 2014-01-01 | 2014-12-31 | Constant | bar: Hr 1
Outpatient_PhysicalTherapy_INFIL_SPEED | Infiltration |  | Sun | 2014-01-01 | 2014-12-31 | Constant | Hr 1: 0.5
Outpatient_PhysicalTherapy_INFIL_SPEED | Infiltration |  | Sat | 2014-01-01 | 2014-12-31 | Constant | Hr 1: 0.5
Outpatient_PhysicalTherapy_INFIL_SPEED | Infiltration |  | Wkdy ¦ Default | 2014-01-01 | 2014-12-31 | Constant | Hr 1: 0.5
Outpatient_PhysicalTherapy_ACTIVITY_SPEED | Activity | W | WntrDsn | 2014-01-01 | 2014-12-31 | Constant | Hr 1: 120
Outpatient_PhysicalTherapy_ACTIVITY_SPEED | Activity | W | SmrDsn | 2014-01-01 | 2014-12-31 | Constant | Hr 1: 120
Outpatient_PhysicalTherapy_ACTIVITY_SPEED | Activity | W | Sun | 2014-01-01 | 2014-12-31 | Constant | Hr 1: 120
Outpatient_PhysicalTherapy_ACTIVITY_SPEED | Activity | W | Sat | 2014-01-01 | 2014-12-31 | Constant | Hr 1: 120
Outpatient_PhysicalTherapy_ACTIVITY_SPEED | Activity | W | Wkdy ¦ Default | 2014-01-01 | 2014-12-31 | Constant | Hr 1: 120
Outpatient_PhysicalTherapy_OA_SPEED | OA Air |  | WntrDsn | 2014-01-01 | 2014-12-31 | Constant | bar: Hr 1
Outpatient_PhysicalTherapy_OA_SPEED | OA Air |  | SmrDsn | 2014-01-01 | 2014-12-31 | Constant | bar: Hr 1
Outpatient_PhysicalTherapy_OA_SPEED | OA Air |  | Sun | 2014-01-01 | 2014-12-31 | Hourly | 0 | 0 | 0 | 0 | 0 | 0 | 0 | 0 | 0 | 0 | 0 | 0 | 0 | 0 | 0 | 0 | 0 | 0 | 0 | 0 | 0 | 0 | 0 | 0
Outpatient_PhysicalTherapy_OA_SPEED | OA Air |  | Sat | 2014-01-01 | 2014-12-31 | Hourly | 0 | 0 | 0 | 0 | 0 | 0 | 0 | 1 | 1 | 1 | 1 | 1 | 1 | 1 | 1 | 1 | 1 | 1 | 1 | 1 | 0 | 0 | 0 | 0
Outpatient_PhysicalTherapy_OA_SPEED | OA Air |  | Wkdy ¦ Default | 2014-01-01 | 2014-12-31 | Hourly | 0 | 0 | 0 | 0 | 1 | 1 | 1 | 1 | 1 | 1 | 1 | 1 | 1 | 1 | 1 | 1 | 1 | 1 | 1 | 1 | 1 | 1 | 0 | 0
Outpatient_PreOp_CLGSETP_SPEED | Thermostat Setpoint | C | WntrDsn | 2014-01-01 | 2014-12-31 | Constant | Hr 1: 23.9
Outpatient_PreOp_CLGSETP_SPEED | Thermostat Setpoint | C | SmrDsn | 2014-01-01 | 2014-12-31 | Constant | Hr 1: 23.9
Outpatient_PreOp_CLGSETP_SPEED | Thermostat Setpoint | C | Sun | 2014-01-01 | 2014-12-31 | Hourly | 25.6 | 25.6 | 25.6 | 25.6 | 25.6 | 25.6 | 25.6 | 25.6 | 25.6 | 25.6 | 25.6 | 25.6 | 25.6 | 25.6 | 25.6 | 25.6 | 25.6 | 25.6 | 25.6 | 25.6 | 25.6 | 25.6 | 25.6 | 25.6
Outpatient_PreOp_CLGSETP_SPEED | Thermostat Setpoint | C | Sat | 2014-01-01 | 2014-12-31 | Hourly | 25.6 | 25.6 | 25.6 | 25.6 | 25.6 | 25.6 | 25.6 | 23.9 | 23.9 | 23.9 | 23.9 | 23.9 | 23.9 | 23.9 | 23.9 | 23.9 | 23.9 | 23.9 | 23.9 | 23.9 | 25.6 | 25.6 | 25.6 | 25.6
Outpatient_PreOp_CLGSETP_SPEED | Thermostat Setpoint | C | Wkdy ¦ Default | 2014-01-01 | 2014-12-31 | Hourly | 25.6 | 25.6 | 25.6 | 25.6 | 23.9 | 23.9 | 23.9 | 23.9 | 23.9 | 23.9 | 23.9 | 23.9 | 23.9 | 23.9 | 23.9 | 23.9 | 23.9 | 23.9 | 23.9 | 23.9 | 23.9 | 23.9 | 25.6 | 25.6
Outpatient_PreOp_HTGSETP_SPEED | Thermostat Setpoint | C | WntrDsn | 2014-01-01 | 2014-12-31 | Constant | Hr 1: 21.1
Outpatient_PreOp_HTGSETP_SPEED | Thermostat Setpoint | C | SmrDsn | 2014-01-01 | 2014-12-31 | Constant | Hr 1: 21.1
Outpatient_PreOp_HTGSETP_SPEED | Thermostat Setpoint | C | Sun | 2014-01-01 | 2014-12-31 | Hourly | 19.4 | 19.4 | 19.4 | 19.4 | 19.4 | 19.4 | 19.4 | 19.4 | 19.4 | 19.4 | 19.4 | 19.4 | 19.4 | 19.4 | 19.4 | 19.4 | 19.4 | 19.4 | 19.4 | 19.4 | 19.4 | 19.4 | 19.4 | 19.4
Outpatient_PreOp_HTGSETP_SPEED | Thermostat Setpoint | C | Sat | 2014-01-01 | 2014-12-31 | Hourly | 19.4 | 19.4 | 19.4 | 19.4 | 19.4 | 19.4 | 19.4 | 21.1 | 21.1 | 21.1 | 21.1 | 21.1 | 21.1 | 21.1 | 21.1 | 21.1 | 21.1 | 21.1 | 21.1 | 21.1 | 19.4 | 19.4 | 19.4 | 19.4
Outpatient_PreOp_HTGSETP_SPEED | Thermostat Setpoint | C | Wkdy ¦ Default | 2014-01-01 | 2014-12-31 | Hourly | 19.4 | 19.4 | 19.4 | 19.4 | 21.1 | 21.1 | 21.1 | 21.1 | 21.1 | 21.1 | 21.1 | 21.1 | 21.1 | 21.1 | 21.1 | 21.1 | 21.1 | 21.1 | 21.1 | 21.1 | 21.1 | 21.1 | 19.4 | 19.4
Outpatient_PreOp_OCC_SPEED | Occupancy |  | WntrDsn | 2014-01-01 | 2014-12-31 | Constant | Hr 1: 0
Outpatient_PreOp_OCC_SPEED | Occupancy |  | SmrDsn | 2014-01-01 | 2014-12-31 | Constant | bar: Hr 1
Outpatient_PreOp_OCC_SPEED | Occupancy |  | Sun | 2014-01-01 | 2014-12-31 | Hourly | 0 | 0 | 0 | 0 | 0 | 0 | 0 | 0 | 0.05 | 0.05 | 0.05 | 0.05 | 0.05 | 0.05 | 0.05 | 0.05 | 0.05 | 0 | 0 | 0 | 0 | 0 | 0 | 0
Outpatient_PreOp_OCC_SPEED | Occupancy |  | Sat | 2014-01-01 | 2014-12-31 | Hourly | 0.05 | 0.05 | 0.05 | 0.05 | 0.05 | 0.05 | 0.05 | 0.2 | 0.2 | 0.3 | 0.3 | 0.3 | 0.3 | 0.3 | 0.3 | 0.2 | 0.2 | 0.2 | 0.2 | 0.2 | 0.05 | 0.05 | 0.05 | 0.05
Outpatient_PreOp_OCC_SPEED | Occupancy |  | Wkdy ¦ Default | 2014-01-01 | 2014-12-31 | Hourly | 0.05 | 0.05 | 0.05 | 0.05 | 0.2 | 0.2 | 0.5 | 0.9 | 0.9 | 0.9 | 0.9 | 0.9 | 0.9 | 0.9 | 0.9 | 0.9 | 0.9 | 0.9 | 0.5 | 0.5 | 0.2 | 0.2 | 0.05 | 0.05
Outpatient_PreOp_LIGHT_2007_SPEED | Lighting |  | WntrDsn | 2014-01-01 | 2014-12-31 | Constant | Hr 1: 0
Outpatient_PreOp_LIGHT_2007_SPEED | Lighting |  | SmrDsn | 2014-01-01 | 2014-12-31 | Constant | bar: Hr 1
Outpatient_PreOp_LIGHT_2007_SPEED | Lighting |  | Sun | 2014-01-01 | 2014-12-31 | Hourly | 0.05 | 0.05 | 0.05 | 0.05 | 0.05 | 0.05 | 0.05 | 0.05 | 0.1 | 0.1 | 0.1 | 0.1 | 0.1 | 0.1 | 0.1 | 0.1 | 0.1 | 0.05 | 0.05 | 0.05 | 0.05 | 0.05 | 0.05 | 0.05
Outpatient_PreOp_LIGHT_2007_SPEED | Lighting |  | Sat | 2014-01-01 | 2014-12-31 | Hourly | 0.1 | 0.1 | 0.1 | 0.1 | 0.1 | 0.1 | 0.1 | 0.3 | 0.3 | 0.4 | 0.4 | 0.4 | 0.4 | 0.4 | 0.4 | 0.3 | 0.3 | 0.3 | 0.3 | 0.3 | 0.1 | 0.1 | 0.1 | 0.1
Outpatient_PreOp_LIGHT_2007_SPEED | Lighting |  | Wkdy ¦ Default | 2014-01-01 | 2014-12-31 | Hourly | 0.1 | 0.1 | 0.1 | 0.1 | 0.3 | 0.3 | 0.6 | 0.9 | 0.9 | 0.9 | 0.9 | 0.9 | 0.9 | 0.9 | 0.9 | 0.9 | 0.9 | 0.9 | 0.6 | 0.6 | 0.3 | 0.3 | 0.1 | 0.1
Outpatient_PreOp_EQUIP_2007_SPEED | Equipment |  | WntrDsn | 2014-01-01 | 2014-12-31 | Constant | Hr 1: 0
Outpatient_PreOp_EQUIP_2007_SPEED | Equipment |  | SmrDsn | 2014-01-01 | 2014-12-31 | Constant | bar: Hr 1
Outpatient_PreOp_EQUIP_2007_SPEED | Equipment |  | Sun | 2014-01-01 | 2014-12-31 | Hourly | 0.3 | 0.3 | 0.3 | 0.3 | 0.3 | 0.3 | 0.3 | 0.3 | 0.5 | 0.5 | 0.5 | 0.5 | 0.5 | 0.5 | 0.5 | 0.5 | 0.5 | 0.3 | 0.3 | 0.3 | 0.3 | 0.3 | 0.3 | 0.3
Outpatient_PreOp_EQUIP_2007_SPEED | Equipment |  | Sat | 2014-01-01 | 2014-12-31 | Hourly | 0.3 | 0.3 | 0.3 | 0.3 | 0.3 | 0.3 | 0.3 | 0.5 | 0.5 | 0.8 | 0.8 | 0.8 | 0.8 | 0.8 | 0.8 | 0.5 | 0.5 | 0.5 | 0.5 | 0.5 | 0.3 | 0.3 | 0.3 | 0.3
Outpatient_PreOp_EQUIP_2007_SPEED | Equipment |  | Wkdy ¦ Default | 2014-01-01 | 2014-12-31 | Hourly | 0.3 | 0.3 | 0.3 | 0.3 | 0.5 | 0.5 | 1 | 1 | 1 | 1 | 1 | 1 | 1 | 1 | 1 | 1 | 1 | 1 | 0.5 | 0.5 | 0.3 | 0.3 | 0.3 | 0.3
Outpatient_PreOp_LIGHT_2010_SPEED | Lighting |  | WntrDsn | 2014-01-01 | 2014-12-31 | Constant | Hr 1: 0
Outpatient_PreOp_LIGHT_2010_SPEED | Lighting |  | SmrDsn | 2014-01-01 | 2014-12-31 | Constant | bar: Hr 1
Outpatient_PreOp_LIGHT_2010_SPEED | Lighting |  | Sun | 2014-01-01 | 2014-12-31 | Hourly | 0.05 | 0.05 | 0.05 | 0.05 | 0.05 | 0.05 | 0.05 | 0.05 | 0.1 | 0.1 | 0.1 | 0.1 | 0.1 | 0.1 | 0.1 | 0.1 | 0.1 | 0.05 | 0.05 | 0.05 | 0.05 | 0.05 | 0.05 | 0.05
Outpatient_PreOp_LIGHT_2010_SPEED | Lighting |  | Sat | 2014-01-01 | 2014-12-31 | Hourly | 0.1 | 0.1 | 0.1 | 0.1 | 0.1 | 0.1 | 0.1 | 0.3 | 0.3 | 0.4 | 0.4 | 0.4 | 0.4 | 0.4 | 0.4 | 0.3 | 0.3 | 0.3 | 0.3 | 0.3 | 0.1 | 0.1 | 0.1 | 0.1
Outpatient_PreOp_LIGHT_2010_SPEED | Lighting |  | Wkdy ¦ Default | 2014-01-01 | 2014-12-31 | Hourly | 0.1 | 0.1 | 0.1 | 0.1 | 0.3 | 0.3 | 0.6 | 0.9 | 0.9 | 0.9 | 0.9 | 0.9 | 0.9 | 0.9 | 0.9 | 0.9 | 0.9 | 0.9 | 0.6 | 0.6 | 0.3 | 0.3 | 0.1 | 0.1
Outpatient_PreOp_EQUIP_2010_SPEED | Equipment |  | WntrDsn | 2014-01-01 | 2014-12-31 | Constant | Hr 1: 0
Outpatient_PreOp_EQUIP_2010_SPEED | Equipment |  | SmrDsn | 2014-01-01 | 2014-12-31 | Constant | bar: Hr 1
Outpatient_PreOp_EQUIP_2010_SPEED | Equipment |  | Sun | 2014-01-01 | 2014-12-31 | Hourly | 0.3 | 0.3 | 0.3 | 0.3 | 0.3 | 0.3 | 0.3 | 0.3 | 0.5 | 0.5 | 0.5 | 0.5 | 0.5 | 0.5 | 0.5 | 0.5 | 0.5 | 0.3 | 0.3 | 0.3 | 0.3 | 0.3 | 0.3 | 0.3
Outpatient_PreOp_EQUIP_2010_SPEED | Equipment |  | Sat | 2014-01-01 | 2014-12-31 | Hourly | 0.3 | 0.3 | 0.3 | 0.3 | 0.3 | 0.3 | 0.3 | 0.5 | 0.5 | 0.8 | 0.8 | 0.8 | 0.8 | 0.8 | 0.8 | 0.5 | 0.5 | 0.5 | 0.5 | 0.5 | 0.3 | 0.3 | 0.3 | 0.3
Outpatient_PreOp_EQUIP_2010_SPEED | Equipment |  | Wkdy ¦ Default | 2014-01-01 | 2014-12-31 | Hourly | 0.3 | 0.3 | 0.3 | 0.3 | 0.5 | 0.5 | 1 | 1 | 1 | 1 | 1 | 1 | 1 | 1 | 1 | 1 | 1 | 1 | 0.5 | 0.5 | 0.3 | 0.3 | 0.3 | 0.3
Outpatient_PreOp_LIGHT_2013_SPEED | Lighting |  | WntrDsn | 2014-01-01 | 2014-12-31 | Constant | Hr 1: 0
Outpatient_PreOp_LIGHT_2013_SPEED | Lighting |  | SmrDsn | 2014-01-01 | 2014-12-31 | Constant | bar: Hr 1
Outpatient_PreOp_LIGHT_2013_SPEED | Lighting |  | Sun | 2014-01-01 | 2014-12-31 | Hourly | 0.05 | 0.05 | 0.05 | 0.05 | 0.05 | 0.05 | 0.05 | 0.05 | 0.1 | 0.1 | 0.1 | 0.1 | 0.1 | 0.1 | 0.1 | 0.1 | 0.1 | 0.05 | 0.05 | 0.05 | 0.05 | 0.05 | 0.05 | 0.05
Outpatient_PreOp_LIGHT_2013_SPEED | Lighting |  | Sat | 2014-01-01 | 2014-12-31 | Hourly | 0.1 | 0.1 | 0.1 | 0.1 | 0.1 | 0.1 | 0.1 | 0.3 | 0.3 | 0.4 | 0.4 | 0.4 | 0.4 | 0.4 | 0.4 | 0.3 | 0.3 | 0.3 | 0.3 | 0.3 | 0.1 | 0.1 | 0.1 | 0.1
Outpatient_PreOp_LIGHT_2013_SPEED | Lighting |  | Wkdy ¦ Default | 2014-01-01 | 2014-12-31 | Hourly | 0.1 | 0.1 | 0.1 | 0.1 | 0.3 | 0.3 | 0.6 | 0.9 | 0.9 | 0.9 | 0.9 | 0.9 | 0.9 | 0.9 | 0.9 | 0.9 | 0.9 | 0.9 | 0.6 | 0.6 | 0.3 | 0.3 | 0.1 | 0.1
Outpatient_PreOp_EQUIP_2013_SPEED | Equipment |  | WntrDsn | 2014-01-01 | 2014-12-31 | Constant | Hr 1: 0
Outpatient_PreOp_EQUIP_2013_SPEED | Equipment |  | SmrDsn | 2014-01-01 | 2014-12-31 | Constant | bar: Hr 1
Outpatient_PreOp_EQUIP_2013_SPEED | Equipment |  | Sun | 2014-01-01 | 2014-12-31 | Hourly | 0.29714 | 0.29714 | 0.29714 | 0.29714 | 0.29714 | 0.29714 | 0.29714 | 0.29714 | 0.49523 | 0.49523 | 0.49523 | 0.49523 | 0.49523 | 0.49523 | 0.49523 | 0.49523 | 0.49523 | 0.29714 | 0.29714 | 0.29714 | 0.29714 | 0.29714 | 0.29714 | 0.29714
Outpatient_PreOp_EQUIP_2013_SPEED | Equipment |  | Sat | 2014-01-01 | 2014-12-31 | Hourly | 0.29714 | 0.29714 | 0.29714 | 0.29714 | 0.29714 | 0.29714 | 0.29714 | 0.49523 | 0.49523 | 0.79237 | 0.79237 | 0.79237 | 0.79237 | 0.79237 | 0.79237 | 0.49523 | 0.49523 | 0.49523 | 0.49523 | 0.49523 | 0.29714 | 0.29714 | 0.29714 | 0.29714
Outpatient_PreOp_EQUIP_2013_SPEED | Equipment |  | Wkdy ¦ Default | 2014-01-01 | 2014-12-31 | Hourly | 0.29714 | 0.29714 | 0.29714 | 0.29714 | 0.49523 | 0.49523 | 0.99046 | 0.99046 | 0.99046 | 0.99046 | 0.99046 | 0.99046 | 0.99046 | 0.99046 | 0.99046 | 0.99046 | 0.99046 | 0.99046 | 0.49523 | 0.49523 | 0.29714 | 0.29714 | 0.29714 | 0.29714
Outpatient_PreOp_INFIL_SPEED | Infiltration |  | WntrDsn | 2014-01-01 | 2014-12-31 | Constant | bar: Hr 1
Outpatient_PreOp_INFIL_SPEED | Infiltration |  | SmrDsn | 2014-01-01 | 2014-12-31 | Constant | bar: Hr 1
Outpatient_PreOp_INFIL_SPEED | Infiltration |  | Sun | 2014-01-01 | 2014-12-31 | Constant | Hr 1: 0.5
Outpatient_PreOp_INFIL_SPEED | Infiltration |  | Sat | 2014-01-01 | 2014-12-31 | Constant | Hr 1: 0.5
Outpatient_PreOp_INFIL_SPEED | Infiltration |  | Wkdy ¦ Default | 2014-01-01 | 2014-12-31 | Constant | Hr 1: 0.5
Outpatient_PreOp_ACTIVITY_SPEED | Activity | W | WntrDsn | 2014-01-01 | 2014-12-31 | Constant | Hr 1: 120
Outpatient_PreOp_ACTIVITY_SPEED | Activity | W | SmrDsn | 2014-01-01 | 2014-12-31 | Constant | Hr 1: 120
Outpatient_PreOp_ACTIVITY_SPEED | Activity | W | Sun | 2014-01-01 | 2014-12-31 | Constant | Hr 1: 120
Outpatient_PreOp_ACTIVITY_SPEED | Activity | W | Sat | 2014-01-01 | 2014-12-31 | Constant | Hr 1: 120
Outpatient_PreOp_ACTIVITY_SPEED | Activity | W | Wkdy ¦ Default | 2014-01-01 | 2014-12-31 | Constant | Hr 1: 120
Outpatient_PreOp_OA_SPEED | OA Air |  | WntrDsn | 2014-01-01 | 2014-12-31 | Constant | bar: Hr 1
Outpatient_PreOp_OA_SPEED | OA Air |  | SmrDsn | 2014-01-01 | 2014-12-31 | Constant | bar: Hr 1
Outpatient_PreOp_OA_SPEED | OA Air |  | Sun | 2014-01-01 | 2014-12-31 | Hourly | 0 | 0 | 0 | 0 | 0 | 0 | 0 | 0 | 0 | 0 | 0 | 0 | 0 | 0 | 0 | 0 | 0 | 0 | 0 | 0 | 0 | 0 | 0 | 0
Outpatient_PreOp_OA_SPEED | OA Air |  | Sat | 2014-01-01 | 2014-12-31 | Hourly | 0 | 0 | 0 | 0 | 0 | 0 | 0 | 1 | 1 | 1 | 1 | 1 | 1 | 1 | 1 | 1 | 1 | 1 | 1 | 1 | 0 | 0 | 0 | 0
Outpatient_PreOp_OA_SPEED | OA Air |  | Wkdy ¦ Default | 2014-01-01 | 2014-12-31 | Hourly | 0 | 0 | 0 | 0 | 1 | 1 | 1 | 1 | 1 | 1 | 1 | 1 | 1 | 1 | 1 | 1 | 1 | 1 | 1 | 1 | 1 | 1 | 0 | 0
Outpatient_ProcedureRoom_CLGSETP_SPEED | Thermostat Setpoint | C | WntrDsn | 2014-01-01 | 2014-12-31 | Constant | Hr 1: 23.9
Outpatient_ProcedureRoom_CLGSETP_SPEED | Thermostat Setpoint | C | SmrDsn | 2014-01-01 | 2014-12-31 | Constant | Hr 1: 23.9
Outpatient_ProcedureRoom_CLGSETP_SPEED | Thermostat Setpoint | C | Sun | 2014-01-01 | 2014-12-31 | Hourly | 25.6 | 25.6 | 25.6 | 25.6 | 25.6 | 25.6 | 25.6 | 25.6 | 25.6 | 25.6 | 25.6 | 25.6 | 25.6 | 25.6 | 25.6 | 25.6 | 25.6 | 25.6 | 25.6 | 25.6 | 25.6 | 25.6 | 25.6 | 25.6
Outpatient_ProcedureRoom_CLGSETP_SPEED | Thermostat Setpoint | C | Sat | 2014-01-01 | 2014-12-31 | Hourly | 25.6 | 25.6 | 25.6 | 25.6 | 25.6 | 25.6 | 25.6 | 23.9 | 23.9 | 23.9 | 23.9 | 23.9 | 23.9 | 23.9 | 23.9 | 23.9 | 23.9 | 23.9 | 23.9 | 23.9 | 25.6 | 25.6 | 25.6 | 25.6
Outpatient_ProcedureRoom_CLGSETP_SPEED | Thermostat Setpoint | C | Wkdy ¦ Default | 2014-01-01 | 2014-12-31 | Hourly | 25.6 | 25.6 | 25.6 | 25.6 | 23.9 | 23.9 | 23.9 | 23.9 | 23.9 | 23.9 | 23.9 | 23.9 | 23.9 | 23.9 | 23.9 | 23.9 | 23.9 | 23.9 | 23.9 | 23.9 | 23.9 | 23.9 | 25.6 | 25.6
Outpatient_ProcedureRoom_HTGSETP_SPEED | Thermostat Setpoint | C | WntrDsn | 2014-01-01 | 2014-12-31 | Constant | Hr 1: 21.1
Outpatient_ProcedureRoom_HTGSETP_SPEED | Thermostat Setpoint | C | SmrDsn | 2014-01-01 | 2014-12-31 | Constant | Hr 1: 21.1
Outpatient_ProcedureRoom_HTGSETP_SPEED | Thermostat Setpoint | C | Sun | 2014-01-01 | 2014-12-31 | Hourly | 19.4 | 19.4 | 19.4 | 19.4 | 19.4 | 19.4 | 19.4 | 19.4 | 19.4 | 19.4 | 19.4 | 19.4 | 19.4 | 19.4 | 19.4 | 19.4 | 19.4 | 19.4 | 19.4 | 19.4 | 19.4 | 19.4 | 19.4 | 19.4
Outpatient_ProcedureRoom_HTGSETP_SPEED | Thermostat Setpoint | C | Sat | 2014-01-01 | 2014-12-31 | Hourly | 19.4 | 19.4 | 19.4 | 19.4 | 19.4 | 19.4 | 19.4 | 21.1 | 21.1 | 21.1 | 21.1 | 21.1 | 21.1 | 21.1 | 21.1 | 21.1 | 21.1 | 21.1 | 21.1 | 21.1 | 19.4 | 19.4 | 19.4 | 19.4
Outpatient_ProcedureRoom_HTGSETP_SPEED | Thermostat Setpoint | C | Wkdy ¦ Default | 2014-01-01 | 2014-12-31 | Hourly | 19.4 | 19.4 | 19.4 | 19.4 | 21.1 | 21.1 | 21.1 | 21.1 | 21.1 | 21.1 | 21.1 | 21.1 | 21.1 | 21.1 | 21.1 | 21.1 | 21.1 | 21.1 | 21.1 | 21.1 | 21.1 | 21.1 | 19.4 | 19.4
Outpatient_ProcedureRoom_OCC_SPEED | Occupancy |  | WntrDsn | 2014-01-01 | 2014-12-31 | Constant | Hr 1: 0
Outpatient_ProcedureRoom_OCC_SPEED | Occupancy |  | SmrDsn | 2014-01-01 | 2014-12-31 | Constant | bar: Hr 1
Outpatient_ProcedureRoom_OCC_SPEED | Occupancy |  | Sun | 2014-01-01 | 2014-12-31 | Hourly | 0 | 0 | 0 | 0 | 0 | 0 | 0 | 0 | 0.05 | 0.05 | 0.05 | 0.05 | 0.05 | 0.05 | 0.05 | 0.05 | 0.05 | 0 | 0 | 0 | 0 | 0 | 0 | 0
Outpatient_ProcedureRoom_OCC_SPEED | Occupancy |  | Sat | 2014-01-01 | 2014-12-31 | Hourly | 0.05 | 0.05 | 0.05 | 0.05 | 0.05 | 0.05 | 0.05 | 0.2 | 0.2 | 0.3 | 0.3 | 0.3 | 0.3 | 0.3 | 0.3 | 0.2 | 0.2 | 0.2 | 0.2 | 0.2 | 0.05 | 0.05 | 0.05 | 0.05
Outpatient_ProcedureRoom_OCC_SPEED | Occupancy |  | Wkdy ¦ Default | 2014-01-01 | 2014-12-31 | Hourly | 0.05 | 0.05 | 0.05 | 0.05 | 0.2 | 0.2 | 0.5 | 0.9 | 0.9 | 0.9 | 0.9 | 0.9 | 0.9 | 0.9 | 0.9 | 0.9 | 0.9 | 0.9 | 0.5 | 0.5 | 0.2 | 0.2 | 0.05 | 0.05
Outpatient_ProcedureRoom_LIGHT_2007_SPEED | Lighting |  | WntrDsn | 2014-01-01 | 2014-12-31 | Constant | Hr 1: 0
Outpatient_ProcedureRoom_LIGHT_2007_SPEED | Lighting |  | SmrDsn | 2014-01-01 | 2014-12-31 | Constant | bar: Hr 1
Outpatient_ProcedureRoom_LIGHT_2007_SPEED | Lighting |  | Sun | 2014-01-01 | 2014-12-31 | Hourly | 0.05 | 0.05 | 0.05 | 0.05 | 0.05 | 0.05 | 0.05 | 0.05 | 0.1 | 0.1 | 0.1 | 0.1 | 0.1 | 0.1 | 0.1 | 0.1 | 0.1 | 0.05 | 0.05 | 0.05 | 0.05 | 0.05 | 0.05 | 0.05
Outpatient_ProcedureRoom_LIGHT_2007_SPEED | Lighting |  | Sat | 2014-01-01 | 2014-12-31 | Hourly | 0.1 | 0.1 | 0.1 | 0.1 | 0.1 | 0.1 | 0.1 | 0.3 | 0.3 | 0.4 | 0.4 | 0.4 | 0.4 | 0.4 | 0.4 | 0.3 | 0.3 | 0.3 | 0.3 | 0.3 | 0.1 | 0.1 | 0.1 | 0.1
Outpatient_ProcedureRoom_LIGHT_2007_SPEED | Lighting |  | Wkdy ¦ Default | 2014-01-01 | 2014-12-31 | Hourly | 0.1 | 0.1 | 0.1 | 0.1 | 0.3 | 0.3 | 0.6 | 0.9 | 0.9 | 0.9 | 0.9 | 0.9 | 0.9 | 0.9 | 0.9 | 0.9 | 0.9 | 0.9 | 0.6 | 0.6 | 0.3 | 0.3 | 0.1 | 0.1
Outpatient_ProcedureRoom_EQUIP_2007_SPEED | Equipment |  | WntrDsn | 2014-01-01 | 2014-12-31 | Constant | Hr 1: 0
Outpatient_ProcedureRoom_EQUIP_2007_SPEED | Equipment |  | SmrDsn | 2014-01-01 | 2014-12-31 | Constant | bar: Hr 1
Outpatient_ProcedureRoom_EQUIP_2007_SPEED | Equipment |  | Sun | 2014-01-01 | 2014-12-31 | Hourly | 0.3 | 0.3 | 0.3 | 0.3 | 0.3 | 0.3 | 0.3 | 0.3 | 0.5 | 0.5 | 0.5 | 0.5 | 0.5 | 0.5 | 0.5 | 0.5 | 0.5 | 0.3 | 0.3 | 0.3 | 0.3 | 0.3 | 0.3 | 0.3
Outpatient_ProcedureRoom_EQUIP_2007_SPEED | Equipment |  | Sat | 2014-01-01 | 2014-12-31 | Hourly | 0.3 | 0.3 | 0.3 | 0.3 | 0.3 | 0.3 | 0.3 | 0.5 | 0.5 | 0.8 | 0.8 | 0.8 | 0.8 | 0.8 | 0.8 | 0.5 | 0.5 | 0.5 | 0.5 | 0.5 | 0.3 | 0.3 | 0.3 | 0.3
Outpatient_ProcedureRoom_EQUIP_2007_SPEED | Equipment |  | Wkdy ¦ Default | 2014-01-01 | 2014-12-31 | Hourly | 0.3 | 0.3 | 0.3 | 0.3 | 0.5 | 0.5 | 1 | 1 | 1 | 1 | 1 | 1 | 1 | 1 | 1 | 1 | 1 | 1 | 0.5 | 0.5 | 0.3 | 0.3 | 0.3 | 0.3
Outpatient_ProcedureRoom_LIGHT_2010_SPEED | Lighting |  | WntrDsn | 2014-01-01 | 2014-12-31 | Constant | Hr 1: 0
Outpatient_ProcedureRoom_LIGHT_2010_SPEED | Lighting |  | SmrDsn | 2014-01-01 | 2014-12-31 | Constant | bar: Hr 1
Outpatient_ProcedureRoom_LIGHT_2010_SPEED | Lighting |  | Sun | 2014-01-01 | 2014-12-31 | Hourly | 0.05 | 0.05 | 0.05 | 0.05 | 0.05 | 0.05 | 0.05 | 0.05 | 0.1 | 0.1 | 0.1 | 0.1 | 0.1 | 0.1 | 0.1 | 0.1 | 0.1 | 0.05 | 0.05 | 0.05 | 0.05 | 0.05 | 0.05 | 0.05
Outpatient_ProcedureRoom_LIGHT_2010_SPEED | Lighting |  | Sat | 2014-01-01 | 2014-12-31 | Hourly | 0.1 | 0.1 | 0.1 | 0.1 | 0.1 | 0.1 | 0.1 | 0.3 | 0.3 | 0.4 | 0.4 | 0.4 | 0.4 | 0.4 | 0.4 | 0.3 | 0.3 | 0.3 | 0.3 | 0.3 | 0.1 | 0.1 | 0.1 | 0.1
Outpatient_ProcedureRoom_LIGHT_2010_SPEED | Lighting |  | Wkdy ¦ Default | 2014-01-01 | 2014-12-31 | Hourly | 0.1 | 0.1 | 0.1 | 0.1 | 0.3 | 0.3 | 0.6 | 0.9 | 0.9 | 0.9 | 0.9 | 0.9 | 0.9 | 0.9 | 0.9 | 0.9 | 0.9 | 0.9 | 0.6 | 0.6 | 0.3 | 0.3 | 0.1 | 0.1
Outpatient_ProcedureRoom_EQUIP_2010_SPEED | Equipment |  | WntrDsn | 2014-01-01 | 2014-12-31 | Constant | Hr 1: 0
Outpatient_ProcedureRoom_EQUIP_2010_SPEED | Equipment |  | SmrDsn | 2014-01-01 | 2014-12-31 | Constant | bar: Hr 1
Outpatient_ProcedureRoom_EQUIP_2010_SPEED | Equipment |  | Sun | 2014-01-01 | 2014-12-31 | Hourly | 0.3 | 0.3 | 0.3 | 0.3 | 0.3 | 0.3 | 0.3 | 0.3 | 0.5 | 0.5 | 0.5 | 0.5 | 0.5 | 0.5 | 0.5 | 0.5 | 0.5 | 0.3 | 0.3 | 0.3 | 0.3 | 0.3 | 0.3 | 0.3
Outpatient_ProcedureRoom_EQUIP_2010_SPEED | Equipment |  | Sat | 2014-01-01 | 2014-12-31 | Hourly | 0.3 | 0.3 | 0.3 | 0.3 | 0.3 | 0.3 | 0.3 | 0.5 | 0.5 | 0.8 | 0.8 | 0.8 | 0.8 | 0.8 | 0.8 | 0.5 | 0.5 | 0.5 | 0.5 | 0.5 | 0.3 | 0.3 | 0.3 | 0.3
Outpatient_ProcedureRoom_EQUIP_2010_SPEED | Equipment |  | Wkdy ¦ Default | 2014-01-01 | 2014-12-31 | Hourly | 0.3 | 0.3 | 0.3 | 0.3 | 0.5 | 0.5 | 1 | 1 | 1 | 1 | 1 | 1 | 1 | 1 | 1 | 1 | 1 | 1 | 0.5 | 0.5 | 0.3 | 0.3 | 0.3 | 0.3
Outpatient_ProcedureRoom_LIGHT_2013_SPEED | Lighting |  | WntrDsn | 2014-01-01 | 2014-12-31 | Constant | Hr 1: 0
Outpatient_ProcedureRoom_LIGHT_2013_SPEED | Lighting |  | SmrDsn | 2014-01-01 | 2014-12-31 | Constant | bar: Hr 1
Outpatient_ProcedureRoom_LIGHT_2013_SPEED | Lighting |  | Sun | 2014-01-01 | 2014-12-31 | Hourly | 0.05 | 0.05 | 0.05 | 0.05 | 0.05 | 0.05 | 0.05 | 0.05 | 0.1 | 0.1 | 0.1 | 0.1 | 0.1 | 0.1 | 0.1 | 0.1 | 0.1 | 0.05 | 0.05 | 0.05 | 0.05 | 0.05 | 0.05 | 0.05
Outpatient_ProcedureRoom_LIGHT_2013_SPEED | Lighting |  | Sat | 2014-01-01 | 2014-12-31 | Hourly | 0.1 | 0.1 | 0.1 | 0.1 | 0.1 | 0.1 | 0.1 | 0.3 | 0.3 | 0.4 | 0.4 | 0.4 | 0.4 | 0.4 | 0.4 | 0.3 | 0.3 | 0.3 | 0.3 | 0.3 | 0.1 | 0.1 | 0.1 | 0.1
Outpatient_ProcedureRoom_LIGHT_2013_SPEED | Lighting |  | Wkdy ¦ Default | 2014-01-01 | 2014-12-31 | Hourly | 0.1 | 0.1 | 0.1 | 0.1 | 0.3 | 0.3 | 0.6 | 0.9 | 0.9 | 0.9 | 0.9 | 0.9 | 0.9 | 0.9 | 0.9 | 0.9 | 0.9 | 0.9 | 0.6 | 0.6 | 0.3 | 0.3 | 0.1 | 0.1
Outpatient_ProcedureRoom_EQUIP_2013_SPEED | Equipment |  | WntrDsn | 2014-01-01 | 2014-12-31 | Constant | Hr 1: 0
Outpatient_ProcedureRoom_EQUIP_2013_SPEED | Equipment |  | SmrDsn | 2014-01-01 | 2014-12-31 | Constant | bar: Hr 1
Outpatient_ProcedureRoom_EQUIP_2013_SPEED | Equipment |  | Sun | 2014-01-01 | 2014-12-31 | Hourly | 0.29714 | 0.29714 | 0.29714 | 0.29714 | 0.29714 | 0.29714 | 0.29714 | 0.29714 | 0.49523 | 0.49523 | 0.49523 | 0.49523 | 0.49523 | 0.49523 | 0.49523 | 0.49523 | 0.49523 | 0.29714 | 0.29714 | 0.29714 | 0.29714 | 0.29714 | 0.29714 | 0.29714
Outpatient_ProcedureRoom_EQUIP_2013_SPEED | Equipment |  | Sat | 2014-01-01 | 2014-12-31 | Hourly | 0.29714 | 0.29714 | 0.29714 | 0.29714 | 0.29714 | 0.29714 | 0.29714 | 0.49523 | 0.49523 | 0.79237 | 0.79237 | 0.79237 | 0.79237 | 0.79237 | 0.79237 | 0.49523 | 0.49523 | 0.49523 | 0.49523 | 0.49523 | 0.29714 | 0.29714 | 0.29714 | 0.29714
Outpatient_ProcedureRoom_EQUIP_2013_SPEED | Equipment |  | Wkdy ¦ Default | 2014-01-01 | 2014-12-31 | Hourly | 0.29714 | 0.29714 | 0.29714 | 0.29714 | 0.49523 | 0.49523 | 0.99046 | 0.99046 | 0.99046 | 0.99046 | 0.99046 | 0.99046 | 0.99046 | 0.99046 | 0.99046 | 0.99046 | 0.99046 | 0.99046 | 0.49523 | 0.49523 | 0.29714 | 0.29714 | 0.29714 | 0.29714
Outpatient_ProcedureRoom_INFIL_SPEED | Infiltration |  | WntrDsn | 2014-01-01 | 2014-12-31 | Constant | bar: Hr 1
Outpatient_ProcedureRoom_INFIL_SPEED | Infiltration |  | SmrDsn | 2014-01-01 | 2014-12-31 | Constant | bar: Hr 1
Outpatient_ProcedureRoom_INFIL_SPEED | Infiltration |  | Sun | 2014-01-01 | 2014-12-31 | Constant | Hr 1: 0.5
Outpatient_ProcedureRoom_INFIL_SPEED | Infiltration |  | Sat | 2014-01-01 | 2014-12-31 | Constant | Hr 1: 0.5
Outpatient_ProcedureRoom_INFIL_SPEED | Infiltration |  | Wkdy ¦ Default | 2014-01-01 | 2014-12-31 | Constant | Hr 1: 0.5
Outpatient_ProcedureRoom_ACTIVITY_SPEED | Activity | W | WntrDsn | 2014-01-01 | 2014-12-31 | Constant | Hr 1: 120
Outpatient_ProcedureRoom_ACTIVITY_SPEED | Activity | W | SmrDsn | 2014-01-01 | 2014-12-31 | Constant | Hr 1: 120
Outpatient_ProcedureRoom_ACTIVITY_SPEED | Activity | W | Sun | 2014-01-01 | 2014-12-31 | Constant | Hr 1: 120
Outpatient_ProcedureRoom_ACTIVITY_SPEED | Activity | W | Sat | 2014-01-01 | 2014-12-31 | Constant | Hr 1: 120
Outpatient_ProcedureRoom_ACTIVITY_SPEED | Activity | W | Wkdy ¦ Default | 2014-01-01 | 2014-12-31 | Constant | Hr 1: 120
Outpatient_ProcedureRoom_OA_SPEED | OA Air |  | WntrDsn | 2014-01-01 | 2014-12-31 | Constant | bar: Hr 1
Outpatient_ProcedureRoom_OA_SPEED | OA Air |  | SmrDsn | 2014-01-01 | 2014-12-31 | Constant | bar: Hr 1
Outpatient_ProcedureRoom_OA_SPEED | OA Air |  | Sun | 2014-01-01 | 2014-12-31 | Hourly | 0 | 0 | 0 | 0 | 0 | 0 | 0 | 0 | 0 | 0 | 0 | 0 | 0 | 0 | 0 | 0 | 0 | 0 | 0 | 0 | 0 | 0 | 0 | 0
Outpatient_ProcedureRoom_OA_SPEED | OA Air |  | Sat | 2014-01-01 | 2014-12-31 | Hourly | 0 | 0 | 0 | 0 | 0 | 0 | 0 | 1 | 1 | 1 | 1 | 1 | 1 | 1 | 1 | 1 | 1 | 1 | 1 | 1 | 0 | 0 | 0 | 0
Outpatient_ProcedureRoom_OA_SPEED | OA Air |  | Wkdy ¦ Default | 2014-01-01 | 2014-12-31 | Hourly | 0 | 0 | 0 | 0 | 1 | 1 | 1 | 1 | 1 | 1 | 1 | 1 | 1 | 1 | 1 | 1 | 1 | 1 | 1 | 1 | 1 | 1 | 0 | 0
Outpatient_Exam_CLGSETP_SPEED | Thermostat Setpoint | C | WntrDsn | 2014-01-01 | 2014-12-31 | Constant | Hr 1: 23.9
Outpatient_Exam_CLGSETP_SPEED | Thermostat Setpoint | C | SmrDsn | 2014-01-01 | 2014-12-31 | Constant | Hr 1: 23.9
Outpatient_Exam_CLGSETP_SPEED | Thermostat Setpoint | C | Sun | 2014-01-01 | 2014-12-31 | Hourly | 25.6 | 25.6 | 25.6 | 25.6 | 25.6 | 25.6 | 25.6 | 25.6 | 25.6 | 25.6 | 25.6 | 25.6 | 25.6 | 25.6 | 25.6 | 25.6 | 25.6 | 25.6 | 25.6 | 25.6 | 25.6 | 25.6 | 25.6 | 25.6
Outpatient_Exam_CLGSETP_SPEED | Thermostat Setpoint | C | Sat | 2014-01-01 | 2014-12-31 | Hourly | 25.6 | 25.6 | 25.6 | 25.6 | 25.6 | 25.6 | 25.6 | 23.9 | 23.9 | 23.9 | 23.9 | 23.9 | 23.9 | 23.9 | 23.9 | 23.9 | 23.9 | 23.9 | 23.9 | 23.9 | 25.6 | 25.6 | 25.6 | 25.6
Outpatient_Exam_CLGSETP_SPEED | Thermostat Setpoint | C | Wkdy ¦ Default | 2014-01-01 | 2014-12-31 | Hourly | 25.6 | 25.6 | 25.6 | 25.6 | 23.9 | 23.9 | 23.9 | 23.9 | 23.9 | 23.9 | 23.9 | 23.9 | 23.9 | 23.9 | 23.9 | 23.9 | 23.9 | 23.9 | 23.9 | 23.9 | 23.9 | 23.9 | 25.6 | 25.6
Outpatient_Exam_HTGSETP_SPEED | Thermostat Setpoint | C | WntrDsn | 2014-01-01 | 2014-12-31 | Constant | Hr 1: 21.1
Outpatient_Exam_HTGSETP_SPEED | Thermostat Setpoint | C | SmrDsn | 2014-01-01 | 2014-12-31 | Constant | Hr 1: 21.1
Outpatient_Exam_HTGSETP_SPEED | Thermostat Setpoint | C | Sun | 2014-01-01 | 2014-12-31 | Hourly | 19.4 | 19.4 | 19.4 | 19.4 | 19.4 | 19.4 | 19.4 | 19.4 | 19.4 | 19.4 | 19.4 | 19.4 | 19.4 | 19.4 | 19.4 | 19.4 | 19.4 | 19.4 | 19.4 | 19.4 | 19.4 | 19.4 | 19.4 | 19.4
Outpatient_Exam_HTGSETP_SPEED | Thermostat Setpoint | C | Sat | 2014-01-01 | 2014-12-31 | Hourly | 19.4 | 19.4 | 19.4 | 19.4 | 19.4 | 19.4 | 19.4 | 21.1 | 21.1 | 21.1 | 21.1 | 21.1 | 21.1 | 21.1 | 21.1 | 21.1 | 21.1 | 21.1 | 21.1 | 21.1 | 19.4 | 19.4 | 19.4 | 19.4
Outpatient_Exam_HTGSETP_SPEED | Thermostat Setpoint | C | Wkdy ¦ Default | 2014-01-01 | 2014-12-31 | Hourly | 19.4 | 19.4 | 19.4 | 19.4 | 21.1 | 21.1 | 21.1 | 21.1 | 21.1 | 21.1 | 21.1 | 21.1 | 21.1 | 21.1 | 21.1 | 21.1 | 21.1 | 21.1 | 21.1 | 21.1 | 21.1 | 21.1 | 19.4 | 19.4
Outpatient_Exam_OCC_SPEED | Occupancy |  | WntrDsn | 2014-01-01 | 2014-12-31 | Constant | Hr 1: 0
Outpatient_Exam_OCC_SPEED | Occupancy |  | SmrDsn | 2014-01-01 | 2014-12-31 | Constant | bar: Hr 1
Outpatient_Exam_OCC_SPEED | Occupancy |  | Sun | 2014-01-01 | 2014-12-31 | Hourly | 0 | 0 | 0 | 0 | 0 | 0 | 0 | 0 | 0.05 | 0.05 | 0.05 | 0.05 | 0.05 | 0.05 | 0.05 | 0.05 | 0.05 | 0 | 0 | 0 | 0 | 0 | 0 | 0
Outpatient_Exam_OCC_SPEED | Occupancy |  | Sat | 2014-01-01 | 2014-12-31 | Hourly | 0.05 | 0.05 | 0.05 | 0.05 | 0.05 | 0.05 | 0.05 | 0.2 | 0.2 | 0.3 | 0.3 | 0.3 | 0.3 | 0.3 | 0.3 | 0.2 | 0.2 | 0.2 | 0.2 | 0.2 | 0.05 | 0.05 | 0.05 | 0.05
Outpatient_Exam_OCC_SPEED | Occupancy |  | Wkdy ¦ Default | 2014-01-01 | 2014-12-31 | Hourly | 0.05 | 0.05 | 0.05 | 0.05 | 0.2 | 0.2 | 0.5 | 0.9 | 0.9 | 0.9 | 0.9 | 0.9 | 0.9 | 0.9 | 0.9 | 0.9 | 0.9 | 0.9 | 0.5 | 0.5 | 0.2 | 0.2 | 0.05 | 0.05
Outpatient_Exam_LIGHT_2007_SPEED | Lighting |  | WntrDsn | 2014-01-01 | 2014-12-31 | Constant | Hr 1: 0
Outpatient_Exam_LIGHT_2007_SPEED | Lighting |  | SmrDsn | 2014-01-01 | 2014-12-31 | Constant | bar: Hr 1
Outpatient_Exam_LIGHT_2007_SPEED | Lighting |  | Sun | 2014-01-01 | 2014-12-31 | Hourly | 0.05 | 0.05 | 0.05 | 0.05 | 0.05 | 0.05 | 0.05 | 0.05 | 0.1 | 0.1 | 0.1 | 0.1 | 0.1 | 0.1 | 0.1 | 0.1 | 0.1 | 0.05 | 0.05 | 0.05 | 0.05 | 0.05 | 0.05 | 0.05
Outpatient_Exam_LIGHT_2007_SPEED | Lighting |  | Sat | 2014-01-01 | 2014-12-31 | Hourly | 0.1 | 0.1 | 0.1 | 0.1 | 0.1 | 0.1 | 0.1 | 0.3 | 0.3 | 0.4 | 0.4 | 0.4 | 0.4 | 0.4 | 0.4 | 0.3 | 0.3 | 0.3 | 0.3 | 0.3 | 0.1 | 0.1 | 0.1 | 0.1
Outpatient_Exam_LIGHT_2007_SPEED | Lighting |  | Wkdy ¦ Default | 2014-01-01 | 2014-12-31 | Hourly | 0.1 | 0.1 | 0.1 | 0.1 | 0.3 | 0.3 | 0.6 | 0.9 | 0.9 | 0.9 | 0.9 | 0.9 | 0.9 | 0.9 | 0.9 | 0.9 | 0.9 | 0.9 | 0.6 | 0.6 | 0.3 | 0.3 | 0.1 | 0.1
Outpatient_Exam_EQUIP_2007_SPEED | Equipment |  | WntrDsn | 2014-01-01 | 2014-12-31 | Constant | Hr 1: 0
Outpatient_Exam_EQUIP_2007_SPEED | Equipment |  | SmrDsn | 2014-01-01 | 2014-12-31 | Constant | bar: Hr 1
Outpatient_Exam_EQUIP_2007_SPEED | Equipment |  | Sun | 2014-01-01 | 2014-12-31 | Hourly | 0.3 | 0.3 | 0.3 | 0.3 | 0.3 | 0.3 | 0.3 | 0.3 | 0.5 | 0.5 | 0.5 | 0.5 | 0.5 | 0.5 | 0.5 | 0.5 | 0.5 | 0.3 | 0.3 | 0.3 | 0.3 | 0.3 | 0.3 | 0.3
Outpatient_Exam_EQUIP_2007_SPEED | Equipment |  | Sat | 2014-01-01 | 2014-12-31 | Hourly | 0.3 | 0.3 | 0.3 | 0.3 | 0.3 | 0.3 | 0.3 | 0.5 | 0.5 | 0.8 | 0.8 | 0.8 | 0.8 | 0.8 | 0.8 | 0.5 | 0.5 | 0.5 | 0.5 | 0.5 | 0.3 | 0.3 | 0.3 | 0.3
Outpatient_Exam_EQUIP_2007_SPEED | Equipment |  | Wkdy ¦ Default | 2014-01-01 | 2014-12-31 | Hourly | 0.3 | 0.3 | 0.3 | 0.3 | 0.5 | 0.5 | 1 | 1 | 1 | 1 | 1 | 1 | 1 | 1 | 1 | 1 | 1 | 1 | 0.5 | 0.5 | 0.3 | 0.3 | 0.3 | 0.3
Outpatient_Exam_LIGHT_2010_SPEED | Lighting |  | WntrDsn | 2014-01-01 | 2014-12-31 | Constant | Hr 1: 0
Outpatient_Exam_LIGHT_2010_SPEED | Lighting |  | SmrDsn | 2014-01-01 | 2014-12-31 | Constant | bar: Hr 1
Outpatient_Exam_LIGHT_2010_SPEED | Lighting |  | Sun | 2014-01-01 | 2014-12-31 | Hourly | 0.05 | 0.05 | 0.05 | 0.05 | 0.05 | 0.05 | 0.05 | 0.05 | 0.1 | 0.1 | 0.1 | 0.1 | 0.1 | 0.1 | 0.1 | 0.1 | 0.1 | 0.05 | 0.05 | 0.05 | 0.05 | 0.05 | 0.05 | 0.05
Outpatient_Exam_LIGHT_2010_SPEED | Lighting |  | Sat | 2014-01-01 | 2014-12-31 | Hourly | 0.1 | 0.1 | 0.1 | 0.1 | 0.1 | 0.1 | 0.1 | 0.3 | 0.3 | 0.4 | 0.4 | 0.4 | 0.4 | 0.4 | 0.4 | 0.3 | 0.3 | 0.3 | 0.3 | 0.3 | 0.1 | 0.1 | 0.1 | 0.1
Outpatient_Exam_LIGHT_2010_SPEED | Lighting |  | Wkdy ¦ Default | 2014-01-01 | 2014-12-31 | Hourly | 0.1 | 0.1 | 0.1 | 0.1 | 0.3 | 0.3 | 0.6 | 0.9 | 0.9 | 0.9 | 0.9 | 0.9 | 0.9 | 0.9 | 0.9 | 0.9 | 0.9 | 0.9 | 0.6 | 0.6 | 0.3 | 0.3 | 0.1 | 0.1
Outpatient_Exam_EQUIP_2010_SPEED | Equipment |  | WntrDsn | 2014-01-01 | 2014-12-31 | Constant | Hr 1: 0
Outpatient_Exam_EQUIP_2010_SPEED | Equipment |  | SmrDsn | 2014-01-01 | 2014-12-31 | Constant | bar: Hr 1
Outpatient_Exam_EQUIP_2010_SPEED | Equipment |  | Sun | 2014-01-01 | 2014-12-31 | Hourly | 0.3 | 0.3 | 0.3 | 0.3 | 0.3 | 0.3 | 0.3 | 0.3 | 0.5 | 0.5 | 0.5 | 0.5 | 0.5 | 0.5 | 0.5 | 0.5 | 0.5 | 0.3 | 0.3 | 0.3 | 0.3 | 0.3 | 0.3 | 0.3
Outpatient_Exam_EQUIP_2010_SPEED | Equipment |  | Sat | 2014-01-01 | 2014-12-31 | Hourly | 0.3 | 0.3 | 0.3 | 0.3 | 0.3 | 0.3 | 0.3 | 0.5 | 0.5 | 0.8 | 0.8 | 0.8 | 0.8 | 0.8 | 0.8 | 0.5 | 0.5 | 0.5 | 0.5 | 0.5 | 0.3 | 0.3 | 0.3 | 0.3
Outpatient_Exam_EQUIP_2010_SPEED | Equipment |  | Wkdy ¦ Default | 2014-01-01 | 2014-12-31 | Hourly | 0.3 | 0.3 | 0.3 | 0.3 | 0.5 | 0.5 | 1 | 1 | 1 | 1 | 1 | 1 | 1 | 1 | 1 | 1 | 1 | 1 | 0.5 | 0.5 | 0.3 | 0.3 | 0.3 | 0.3
Outpatient_Exam_LIGHT_2013_SPEED | Lighting |  | WntrDsn | 2014-01-01 | 2014-12-31 | Constant | Hr 1: 0
Outpatient_Exam_LIGHT_2013_SPEED | Lighting |  | SmrDsn | 2014-01-01 | 2014-12-31 | Constant | bar: Hr 1
Outpatient_Exam_LIGHT_2013_SPEED | Lighting |  | Sun | 2014-01-01 | 2014-12-31 | Hourly | 0.05 | 0.05 | 0.05 | 0.05 | 0.05 | 0.05 | 0.05 | 0.05 | 0.1 | 0.1 | 0.1 | 0.1 | 0.1 | 0.1 | 0.1 | 0.1 | 0.1 | 0.05 | 0.05 | 0.05 | 0.05 | 0.05 | 0.05 | 0.05
Outpatient_Exam_LIGHT_2013_SPEED | Lighting |  | Sat | 2014-01-01 | 2014-12-31 | Hourly | 0.1 | 0.1 | 0.1 | 0.1 | 0.1 | 0.1 | 0.1 | 0.3 | 0.3 | 0.4 | 0.4 | 0.4 | 0.4 | 0.4 | 0.4 | 0.3 | 0.3 | 0.3 | 0.3 | 0.3 | 0.1 | 0.1 | 0.1 | 0.1
Outpatient_Exam_LIGHT_2013_SPEED | Lighting |  | Wkdy ¦ Default | 2014-01-01 | 2014-12-31 | Hourly | 0.1 | 0.1 | 0.1 | 0.1 | 0.3 | 0.3 | 0.6 | 0.9 | 0.9 | 0.9 | 0.9 | 0.9 | 0.9 | 0.9 | 0.9 | 0.9 | 0.9 | 0.9 | 0.6 | 0.6 | 0.3 | 0.3 | 0.1 | 0.1
Outpatient_Exam_EQUIP_2013_SPEED | Equipment |  | WntrDsn | 2014-01-01 | 2014-12-31 | Constant | Hr 1: 0
Outpatient_Exam_EQUIP_2013_SPEED | Equipment |  | SmrDsn | 2014-01-01 | 2014-12-31 | Constant | bar: Hr 1
Outpatient_Exam_EQUIP_2013_SPEED | Equipment |  | Sun | 2014-01-01 | 2014-12-31 | Hourly | 0.29714 | 0.29714 | 0.29714 | 0.29714 | 0.29714 | 0.29714 | 0.29714 | 0.29714 | 0.49523 | 0.49523 | 0.49523 | 0.49523 | 0.49523 | 0.49523 | 0.49523 | 0.49523 | 0.49523 | 0.29714 | 0.29714 | 0.29714 | 0.29714 | 0.29714 | 0.29714 | 0.29714
Outpatient_Exam_EQUIP_2013_SPEED | Equipment |  | Sat | 2014-01-01 | 2014-12-31 | Hourly | 0.29714 | 0.29714 | 0.29714 | 0.29714 | 0.29714 | 0.29714 | 0.29714 | 0.49523 | 0.49523 | 0.79237 | 0.79237 | 0.79237 | 0.79237 | 0.79237 | 0.79237 | 0.49523 | 0.49523 | 0.49523 | 0.49523 | 0.49523 | 0.29714 | 0.29714 | 0.29714 | 0.29714
Outpatient_Exam_EQUIP_2013_SPEED | Equipment |  | Wkdy ¦ Default | 2014-01-01 | 2014-12-31 | Hourly | 0.29714 | 0.29714 | 0.29714 | 0.29714 | 0.49523 | 0.49523 | 0.99046 | 0.99046 | 0.99046 | 0.99046 | 0.99046 | 0.99046 | 0.99046 | 0.99046 | 0.99046 | 0.99046 | 0.99046 | 0.99046 | 0.49523 | 0.49523 | 0.29714 | 0.29714 | 0.29714 | 0.29714
Outpatient_Exam_INFIL_SPEED | Infiltration |  | WntrDsn | 2014-01-01 | 2014-12-31 | Constant | bar: Hr 1
Outpatient_Exam_INFIL_SPEED | Infiltration |  | SmrDsn | 2014-01-01 | 2014-12-31 | Constant | bar: Hr 1
Outpatient_Exam_INFIL_SPEED | Infiltration |  | Sun | 2014-01-01 | 2014-12-31 | Constant | Hr 1: 0.5
Outpatient_Exam_INFIL_SPEED | Infiltration |  | Sat | 2014-01-01 | 2014-12-31 | Constant | Hr 1: 0.5
Outpatient_Exam_INFIL_SPEED | Infiltration |  | Wkdy ¦ Default | 2014-01-01 | 2014-12-31 | Constant | Hr 1: 0.5
Outpatient_Exam_ACTIVITY_SPEED | Activity | W | WntrDsn | 2014-01-01 | 2014-12-31 | Constant | Hr 1: 120
Outpatient_Exam_ACTIVITY_SPEED | Activity | W | SmrDsn | 2014-01-01 | 2014-12-31 | Constant | Hr 1: 120
Outpatient_Exam_ACTIVITY_SPEED | Activity | W | Sun | 2014-01-01 | 2014-12-31 | Constant | Hr 1: 120
Outpatient_Exam_ACTIVITY_SPEED | Activity | W | Sat | 2014-01-01 | 2014-12-31 | Constant | Hr 1: 120
Outpatient_Exam_ACTIVITY_SPEED | Activity | W | Wkdy ¦ Default | 2014-01-01 | 2014-12-31 | Constant | Hr 1: 120
Outpatient_Exam_OA_SPEED | OA Air |  | WntrDsn | 2014-01-01 | 2014-12-31 | Constant | bar: Hr 1
Outpatient_Exam_OA_SPEED | OA Air |  | SmrDsn | 2014-01-01 | 2014-12-31 | Constant | bar: Hr 1
Outpatient_Exam_OA_SPEED | OA Air |  | Sun | 2014-01-01 | 2014-12-31 | Hourly | 0 | 0 | 0 | 0 | 0 | 0 | 0 | 0 | 0 | 0 | 0 | 0 | 0 | 0 | 0 | 0 | 0 | 0 | 0 | 0 | 0 | 0 | 0 | 0
Outpatient_Exam_OA_SPEED | OA Air |  | Sat | 2014-01-01 | 2014-12-31 | Hourly | 0 | 0 | 0 | 0 | 0 | 0 | 0 | 1 | 1 | 1 | 1 | 1 | 1 | 1 | 1 | 1 | 1 | 1 | 1 | 1 | 0 | 0 | 0 | 0
Outpatient_Exam_OA_SPEED | OA Air |  | Wkdy ¦ Default | 2014-01-01 | 2014-12-31 | Hourly | 0 | 0 | 0 | 0 | 1 | 1 | 1 | 1 | 1 | 1 | 1 | 1 | 1 | 1 | 1 | 1 | 1 | 1 | 1 | 1 | 1 | 1 | 0 | 0
Outpatient_Xray_CLGSETP_SPEED | Thermostat Setpoint | C | WntrDsn | 2014-01-01 | 2014-12-31 | Constant | Hr 1: 23.9
Outpatient_Xray_CLGSETP_SPEED | Thermostat Setpoint | C | SmrDsn | 2014-01-01 | 2014-12-31 | Constant | Hr 1: 23.9
Outpatient_Xray_CLGSETP_SPEED | Thermostat Setpoint | C | Sun | 2014-01-01 | 2014-12-31 | Hourly | 25.6 | 25.6 | 25.6 | 25.6 | 25.6 | 25.6 | 25.6 | 25.6 | 25.6 | 25.6 | 25.6 | 25.6 | 25.6 | 25.6 | 25.6 | 25.6 | 25.6 | 25.6 | 25.6 | 25.6 | 25.6 | 25.6 | 25.6 | 25.6
Outpatient_Xray_CLGSETP_SPEED | Thermostat Setpoint | C | Sat | 2014-01-01 | 2014-12-31 | Hourly | 25.6 | 25.6 | 25.6 | 25.6 | 25.6 | 25.6 | 25.6 | 23.9 | 23.9 | 23.9 | 23.9 | 23.9 | 23.9 | 23.9 | 23.9 | 23.9 | 23.9 | 23.9 | 23.9 | 23.9 | 25.6 | 25.6 | 25.6 | 25.6
Outpatient_Xray_CLGSETP_SPEED | Thermostat Setpoint | C | Wkdy ¦ Default | 2014-01-01 | 2014-12-31 | Hourly | 25.6 | 25.6 | 25.6 | 25.6 | 23.9 | 23.9 | 23.9 | 23.9 | 23.9 | 23.9 | 23.9 | 23.9 | 23.9 | 23.9 | 23.9 | 23.9 | 23.9 | 23.9 | 23.9 | 23.9 | 23.9 | 23.9 | 25.6 | 25.6
Outpatient_Xray_HTGSETP_SPEED | Thermostat Setpoint | C | WntrDsn | 2014-01-01 | 2014-12-31 | Constant | Hr 1: 21.1
Outpatient_Xray_HTGSETP_SPEED | Thermostat Setpoint | C | SmrDsn | 2014-01-01 | 2014-12-31 | Constant | Hr 1: 21.1
Outpatient_Xray_HTGSETP_SPEED | Thermostat Setpoint | C | Sun | 2014-01-01 | 2014-12-31 | Hourly | 19.4 | 19.4 | 19.4 | 19.4 | 19.4 | 19.4 | 19.4 | 19.4 | 19.4 | 19.4 | 19.4 | 19.4 | 19.4 | 19.4 | 19.4 | 19.4 | 19.4 | 19.4 | 19.4 | 19.4 | 19.4 | 19.4 | 19.4 | 19.4
Outpatient_Xray_HTGSETP_SPEED | Thermostat Setpoint | C | Sat | 2014-01-01 | 2014-12-31 | Hourly | 19.4 | 19.4 | 19.4 | 19.4 | 19.4 | 19.4 | 19.4 | 21.1 | 21.1 | 21.1 | 21.1 | 21.1 | 21.1 | 21.1 | 21.1 | 21.1 | 21.1 | 21.1 | 21.1 | 21.1 | 19.4 | 19.4 | 19.4 | 19.4
Outpatient_Xray_HTGSETP_SPEED | Thermostat Setpoint | C | Wkdy ¦ Default | 2014-01-01 | 2014-12-31 | Hourly | 19.4 | 19.4 | 19.4 | 19.4 | 21.1 | 21.1 | 21.1 | 21.1 | 21.1 | 21.1 | 21.1 | 21.1 | 21.1 | 21.1 | 21.1 | 21.1 | 21.1 | 21.1 | 21.1 | 21.1 | 21.1 | 21.1 | 19.4 | 19.4
Outpatient_Xray_OCC_SPEED | Occupancy |  | WntrDsn | 2014-01-01 | 2014-12-31 | Constant | Hr 1: 0
Outpatient_Xray_OCC_SPEED | Occupancy |  | SmrDsn | 2014-01-01 | 2014-12-31 | Constant | bar: Hr 1
Outpatient_Xray_OCC_SPEED | Occupancy |  | Sun | 2014-01-01 | 2014-12-31 | Hourly | 0 | 0 | 0 | 0 | 0 | 0 | 0 | 0 | 0.05 | 0.05 | 0.05 | 0.05 | 0.05 | 0.05 | 0.05 | 0.05 | 0.05 | 0 | 0 | 0 | 0 | 0 | 0 | 0
Outpatient_Xray_OCC_SPEED | Occupancy |  | Sat | 2014-01-01 | 2014-12-31 | Hourly | 0.05 | 0.05 | 0.05 | 0.05 | 0.05 | 0.05 | 0.05 | 0.2 | 0.2 | 0.3 | 0.3 | 0.3 | 0.3 | 0.3 | 0.3 | 0.2 | 0.2 | 0.2 | 0.2 | 0.2 | 0.05 | 0.05 | 0.05 | 0.05
Outpatient_Xray_OCC_SPEED | Occupancy |  | Wkdy ¦ Default | 2014-01-01 | 2014-12-31 | Hourly | 0.05 | 0.05 | 0.05 | 0.05 | 0.2 | 0.2 | 0.5 | 0.9 | 0.9 | 0.9 | 0.9 | 0.9 | 0.9 | 0.9 | 0.9 | 0.9 | 0.9 | 0.9 | 0.5 | 0.5 | 0.2 | 0.2 | 0.05 | 0.05
Outpatient_Xray_LIGHT_2007_SPEED | Lighting |  | WntrDsn | 2014-01-01 | 2014-12-31 | Constant | Hr 1: 0
Outpatient_Xray_LIGHT_2007_SPEED | Lighting |  | SmrDsn | 2014-01-01 | 2014-12-31 | Constant | bar: Hr 1
Outpatient_Xray_LIGHT_2007_SPEED | Lighting |  | Sun | 2014-01-01 | 2014-12-31 | Hourly | 0.05 | 0.05 | 0.05 | 0.05 | 0.05 | 0.05 | 0.05 | 0.05 | 0.1 | 0.1 | 0.1 | 0.1 | 0.1 | 0.1 | 0.1 | 0.1 | 0.1 | 0.05 | 0.05 | 0.05 | 0.05 | 0.05 | 0.05 | 0.05
Outpatient_Xray_LIGHT_2007_SPEED | Lighting |  | Sat | 2014-01-01 | 2014-12-31 | Hourly | 0.1 | 0.1 | 0.1 | 0.1 | 0.1 | 0.1 | 0.1 | 0.3 | 0.3 | 0.4 | 0.4 | 0.4 | 0.4 | 0.4 | 0.4 | 0.3 | 0.3 | 0.3 | 0.3 | 0.3 | 0.1 | 0.1 | 0.1 | 0.1
Outpatient_Xray_LIGHT_2007_SPEED | Lighting |  | Wkdy ¦ Default | 2014-01-01 | 2014-12-31 | Hourly | 0.1 | 0.1 | 0.1 | 0.1 | 0.3 | 0.3 | 0.6 | 0.9 | 0.9 | 0.9 | 0.9 | 0.9 | 0.9 | 0.9 | 0.9 | 0.9 | 0.9 | 0.9 | 0.6 | 0.6 | 0.3 | 0.3 | 0.1 | 0.1
Outpatient_Xray_EQUIP_2007_SPEED | Equipment |  | WntrDsn | 2014-01-01 | 2014-12-31 | Constant | Hr 1: 0
Outpatient_Xray_EQUIP_2007_SPEED | Equipment |  | SmrDsn | 2014-01-01 | 2014-12-31 | Constant | bar: Hr 1
Outpatient_Xray_EQUIP_2007_SPEED | Equipment |  | Sun | 2014-01-01 | 2014-12-31 | Hourly | 0.3 | 0.3 | 0.3 | 0.3 | 0.3 | 0.3 | 0.3 | 0.3 | 0.5 | 0.5 | 0.5 | 0.5 | 0.5 | 0.5 | 0.5 | 0.5 | 0.5 | 0.3 | 0.3 | 0.3 | 0.3 | 0.3 | 0.3 | 0.3
Outpatient_Xray_EQUIP_2007_SPEED | Equipment |  | Sat | 2014-01-01 | 2014-12-31 | Hourly | 0.3 | 0.3 | 0.3 | 0.3 | 0.3 | 0.3 | 0.3 | 0.5 | 0.5 | 0.8 | 0.8 | 0.8 | 0.8 | 0.8 | 0.8 | 0.5 | 0.5 | 0.5 | 0.5 | 0.5 | 0.3 | 0.3 | 0.3 | 0.3
Outpatient_Xray_EQUIP_2007_SPEED | Equipment |  | Wkdy ¦ Default | 2014-01-01 | 2014-12-31 | Hourly | 0.3 | 0.3 | 0.3 | 0.3 | 0.5 | 0.5 | 1 | 1 | 1 | 1 | 1 | 1 | 1 | 1 | 1 | 1 | 1 | 1 | 0.5 | 0.5 | 0.3 | 0.3 | 0.3 | 0.3
Outpatient_Xray_LIGHT_2010_SPEED | Lighting |  | WntrDsn | 2014-01-01 | 2014-12-31 | Constant | Hr 1: 0
Outpatient_Xray_LIGHT_2010_SPEED | Lighting |  | SmrDsn | 2014-01-01 | 2014-12-31 | Constant | bar: Hr 1
Outpatient_Xray_LIGHT_2010_SPEED | Lighting |  | Sun | 2014-01-01 | 2014-12-31 | Hourly | 0.05 | 0.05 | 0.05 | 0.05 | 0.05 | 0.05 | 0.05 | 0.05 | 0.1 | 0.1 | 0.1 | 0.1 | 0.1 | 0.1 | 0.1 | 0.1 | 0.1 | 0.05 | 0.05 | 0.05 | 0.05 | 0.05 | 0.05 | 0.05
Outpatient_Xray_LIGHT_2010_SPEED | Lighting |  | Sat | 2014-01-01 | 2014-12-31 | Hourly | 0.1 | 0.1 | 0.1 | 0.1 | 0.1 | 0.1 | 0.1 | 0.3 | 0.3 | 0.4 | 0.4 | 0.4 | 0.4 | 0.4 | 0.4 | 0.3 | 0.3 | 0.3 | 0.3 | 0.3 | 0.1 | 0.1 | 0.1 | 0.1
Outpatient_Xray_LIGHT_2010_SPEED | Lighting |  | Wkdy ¦ Default | 2014-01-01 | 2014-12-31 | Hourly | 0.1 | 0.1 | 0.1 | 0.1 | 0.3 | 0.3 | 0.6 | 0.9 | 0.9 | 0.9 | 0.9 | 0.9 | 0.9 | 0.9 | 0.9 | 0.9 | 0.9 | 0.9 | 0.6 | 0.6 | 0.3 | 0.3 | 0.1 | 0.1
Outpatient_Xray_EQUIP_2010_SPEED | Equipment |  | WntrDsn | 2014-01-01 | 2014-12-31 | Constant | Hr 1: 0
Outpatient_Xray_EQUIP_2010_SPEED | Equipment |  | SmrDsn | 2014-01-01 | 2014-12-31 | Constant | bar: Hr 1
Outpatient_Xray_EQUIP_2010_SPEED | Equipment |  | Sun | 2014-01-01 | 2014-12-31 | Hourly | 0.3 | 0.3 | 0.3 | 0.3 | 0.3 | 0.3 | 0.3 | 0.3 | 0.5 | 0.5 | 0.5 | 0.5 | 0.5 | 0.5 | 0.5 | 0.5 | 0.5 | 0.3 | 0.3 | 0.3 | 0.3 | 0.3 | 0.3 | 0.3
Outpatient_Xray_EQUIP_2010_SPEED | Equipment |  | Sat | 2014-01-01 | 2014-12-31 | Hourly | 0.3 | 0.3 | 0.3 | 0.3 | 0.3 | 0.3 | 0.3 | 0.5 | 0.5 | 0.8 | 0.8 | 0.8 | 0.8 | 0.8 | 0.8 | 0.5 | 0.5 | 0.5 | 0.5 | 0.5 | 0.3 | 0.3 | 0.3 | 0.3
Outpatient_Xray_EQUIP_2010_SPEED | Equipment |  | Wkdy ¦ Default | 2014-01-01 | 2014-12-31 | Hourly | 0.3 | 0.3 | 0.3 | 0.3 | 0.5 | 0.5 | 1 | 1 | 1 | 1 | 1 | 1 | 1 | 1 | 1 | 1 | 1 | 1 | 0.5 | 0.5 | 0.3 | 0.3 | 0.3 | 0.3
Outpatient_Xray_LIGHT_2013_SPEED | Lighting |  | WntrDsn | 2014-01-01 | 2014-12-31 | Constant | Hr 1: 0
Outpatient_Xray_LIGHT_2013_SPEED | Lighting |  | SmrDsn | 2014-01-01 | 2014-12-31 | Constant | bar: Hr 1
Outpatient_Xray_LIGHT_2013_SPEED | Lighting |  | Sun | 2014-01-01 | 2014-12-31 | Hourly | 0.05 | 0.05 | 0.05 | 0.05 | 0.05 | 0.05 | 0.05 | 0.05 | 0.1 | 0.1 | 0.1 | 0.1 | 0.1 | 0.1 | 0.1 | 0.1 | 0.1 | 0.05 | 0.05 | 0.05 | 0.05 | 0.05 | 0.05 | 0.05
Outpatient_Xray_LIGHT_2013_SPEED | Lighting |  | Sat | 2014-01-01 | 2014-12-31 | Hourly | 0.1 | 0.1 | 0.1 | 0.1 | 0.1 | 0.1 | 0.1 | 0.3 | 0.3 | 0.4 | 0.4 | 0.4 | 0.4 | 0.4 | 0.4 | 0.3 | 0.3 | 0.3 | 0.3 | 0.3 | 0.1 | 0.1 | 0.1 | 0.1
Outpatient_Xray_LIGHT_2013_SPEED | Lighting |  | Wkdy ¦ Default | 2014-01-01 | 2014-12-31 | Hourly | 0.1 | 0.1 | 0.1 | 0.1 | 0.3 | 0.3 | 0.6 | 0.9 | 0.9 | 0.9 | 0.9 | 0.9 | 0.9 | 0.9 | 0.9 | 0.9 | 0.9 | 0.9 | 0.6 | 0.6 | 0.3 | 0.3 | 0.1 | 0.1
Outpatient_Xray_EQUIP_2013_SPEED | Equipment |  | WntrDsn | 2014-01-01 | 2014-12-31 | Constant | Hr 1: 0
Outpatient_Xray_EQUIP_2013_SPEED | Equipment |  | SmrDsn | 2014-01-01 | 2014-12-31 | Constant | bar: Hr 1
Outpatient_Xray_EQUIP_2013_SPEED | Equipment |  | Sun | 2014-01-01 | 2014-12-31 | Hourly | 0.29714 | 0.29714 | 0.29714 | 0.29714 | 0.29714 | 0.29714 | 0.29714 | 0.29714 | 0.49523 | 0.49523 | 0.49523 | 0.49523 | 0.49523 | 0.49523 | 0.49523 | 0.49523 | 0.49523 | 0.29714 | 0.29714 | 0.29714 | 0.29714 | 0.29714 | 0.29714 | 0.29714
Outpatient_Xray_EQUIP_2013_SPEED | Equipment |  | Sat | 2014-01-01 | 2014-12-31 | Hourly | 0.29714 | 0.29714 | 0.29714 | 0.29714 | 0.29714 | 0.29714 | 0.29714 | 0.49523 | 0.49523 | 0.79237 | 0.79237 | 0.79237 | 0.79237 | 0.79237 | 0.79237 | 0.49523 | 0.49523 | 0.49523 | 0.49523 | 0.49523 | 0.29714 | 0.29714 | 0.29714 | 0.29714
Outpatient_Xray_EQUIP_2013_SPEED | Equipment |  | Wkdy ¦ Default | 2014-01-01 | 2014-12-31 | Hourly | 0.29714 | 0.29714 | 0.29714 | 0.29714 | 0.49523 | 0.49523 | 0.99046 | 0.99046 | 0.99046 | 0.99046 | 0.99046 | 0.99046 | 0.99046 | 0.99046 | 0.99046 | 0.99046 | 0.99046 | 0.99046 | 0.49523 | 0.49523 | 0.29714 | 0.29714 | 0.29714 | 0.29714
Outpatient_Xray_INFIL_SPEED | Infiltration |  | WntrDsn | 2014-01-01 | 2014-12-31 | Constant | bar: Hr 1
Outpatient_Xray_INFIL_SPEED | Infiltration |  | SmrDsn | 2014-01-01 | 2014-12-31 | Constant | bar: Hr 1
Outpatient_Xray_INFIL_SPEED | Infiltration |  | Sun | 2014-01-01 | 2014-12-31 | Constant | Hr 1: 0.5
Outpatient_Xray_INFIL_SPEED | Infiltration |  | Sat | 2014-01-01 | 2014-12-31 | Constant | Hr 1: 0.5
Outpatient_Xray_INFIL_SPEED | Infiltration |  | Wkdy ¦ Default | 2014-01-01 | 2014-12-31 | Constant | Hr 1: 0.5
Outpatient_Xray_ACTIVITY_SPEED | Activity | W | WntrDsn | 2014-01-01 | 2014-12-31 | Constant | Hr 1: 120
Outpatient_Xray_ACTIVITY_SPEED | Activity | W | SmrDsn | 2014-01-01 | 2014-12-31 | Constant | Hr 1: 120
Outpatient_Xray_ACTIVITY_SPEED | Activity | W | Sun | 2014-01-01 | 2014-12-31 | Constant | Hr 1: 120
Outpatient_Xray_ACTIVITY_SPEED | Activity | W | Sat | 2014-01-01 | 2014-12-31 | Constant | Hr 1: 120
Outpatient_Xray_ACTIVITY_SPEED | Activity | W | Wkdy ¦ Default | 2014-01-01 | 2014-12-31 | Constant | Hr 1: 120
Outpatient_Xray_OA_SPEED | OA Air |  | WntrDsn | 2014-01-01 | 2014-12-31 | Constant | bar: Hr 1
Outpatient_Xray_OA_SPEED | OA Air |  | SmrDsn | 2014-01-01 | 2014-12-31 | Constant | bar: Hr 1
Outpatient_Xray_OA_SPEED | OA Air |  | Sun | 2014-01-01 | 2014-12-31 | Hourly | 0 | 0 | 0 | 0 | 0 | 0 | 0 | 0 | 0 | 0 | 0 | 0 | 0 | 0 | 0 | 0 | 0 | 0 | 0 | 0 | 0 | 0 | 0 | 0
Outpatient_Xray_OA_SPEED | OA Air |  | Sat | 2014-01-01 | 2014-12-31 | Hourly | 0 | 0 | 0 | 0 | 0 | 0 | 0 | 1 | 1 | 1 | 1 | 1 | 1 | 1 | 1 | 1 | 1 | 1 | 1 | 1 | 0 | 0 | 0 | 0
Outpatient_Xray_OA_SPEED | OA Air |  | Wkdy ¦ Default | 2014-01-01 | 2014-12-31 | Hourly | 0 | 0 | 0 | 0 | 1 | 1 | 1 | 1 | 1 | 1 | 1 | 1 | 1 | 1 | 1 | 1 | 1 | 1 | 1 | 1 | 1 | 1 | 0 | 0
Outpatient_Hall_CLGSETP_SPEED | Thermostat Setpoint | C | WntrDsn | 2014-01-01 | 2014-12-31 | Constant | Hr 1: 23.9
Outpatient_Hall_CLGSETP_SPEED | Thermostat Setpoint | C | SmrDsn | 2014-01-01 | 2014-12-31 | Constant | Hr 1: 23.9
Outpatient_Hall_CLGSETP_SPEED | Thermostat Setpoint | C | Sun | 2014-01-01 | 2014-12-31 | Hourly | 25.6 | 25.6 | 25.6 | 25.6 | 25.6 | 25.6 | 25.6 | 25.6 | 25.6 | 25.6 | 25.6 | 25.6 | 25.6 | 25.6 | 25.6 | 25.6 | 25.6 | 25.6 | 25.6 | 25.6 | 25.6 | 25.6 | 25.6 | 25.6
Outpatient_Hall_CLGSETP_SPEED | Thermostat Setpoint | C | Sat | 2014-01-01 | 2014-12-31 | Hourly | 25.6 | 25.6 | 25.6 | 25.6 | 25.6 | 25.6 | 25.6 | 23.9 | 23.9 | 23.9 | 23.9 | 23.9 | 23.9 | 23.9 | 23.9 | 23.9 | 23.9 | 23.9 | 23.9 | 23.9 | 25.6 | 25.6 | 25.6 | 25.6
Outpatient_Hall_CLGSETP_SPEED | Thermostat Setpoint | C | Wkdy ¦ Default | 2014-01-01 | 2014-12-31 | Hourly | 25.6 | 25.6 | 25.6 | 25.6 | 23.9 | 23.9 | 23.9 | 23.9 | 23.9 | 23.9 | 23.9 | 23.9 | 23.9 | 23.9 | 23.9 | 23.9 | 23.9 | 23.9 | 23.9 | 23.9 | 23.9 | 23.9 | 25.6 | 25.6
Outpatient_Hall_HTGSETP_SPEED | Thermostat Setpoint | C | WntrDsn | 2014-01-01 | 2014-12-31 | Constant | Hr 1: 21.1
Outpatient_Hall_HTGSETP_SPEED | Thermostat Setpoint | C | SmrDsn | 2014-01-01 | 2014-12-31 | Constant | Hr 1: 21.1
Outpatient_Hall_HTGSETP_SPEED | Thermostat Setpoint | C | Sun | 2014-01-01 | 2014-12-31 | Hourly | 19.4 | 19.4 | 19.4 | 19.4 | 19.4 | 19.4 | 19.4 | 19.4 | 19.4 | 19.4 | 19.4 | 19.4 | 19.4 | 19.4 | 19.4 | 19.4 | 19.4 | 19.4 | 19.4 | 19.4 | 19.4 | 19.4 | 19.4 | 19.4
Outpatient_Hall_HTGSETP_SPEED | Thermostat Setpoint | C | Sat | 2014-01-01 | 2014-12-31 | Hourly | 19.4 | 19.4 | 19.4 | 19.4 | 19.4 | 19.4 | 19.4 | 21.1 | 21.1 | 21.1 | 21.1 | 21.1 | 21.1 | 21.1 | 21.1 | 21.1 | 21.1 | 21.1 | 21.1 | 21.1 | 19.4 | 19.4 | 19.4 | 19.4
Outpatient_Hall_HTGSETP_SPEED | Thermostat Setpoint | C | Wkdy ¦ Default | 2014-01-01 | 2014-12-31 | Hourly | 19.4 | 19.4 | 19.4 | 19.4 | 21.1 | 21.1 | 21.1 | 21.1 | 21.1 | 21.1 | 21.1 | 21.1 | 21.1 | 21.1 | 21.1 | 21.1 | 21.1 | 21.1 | 21.1 | 21.1 | 21.1 | 21.1 | 19.4 | 19.4
Outpatient_Hall_OCC_SPEED | Occupancy |  | WntrDsn | 2014-01-01 | 2014-12-31 | Constant | Hr 1: 0
Outpatient_Hall_OCC_SPEED | Occupancy |  | SmrDsn | 2014-01-01 | 2014-12-31 | Constant | bar: Hr 1
Outpatient_Hall_OCC_SPEED | Occupancy |  | Sun | 2014-01-01 | 2014-12-31 | Hourly | 0 | 0 | 0 | 0 | 0 | 0 | 0 | 0 | 0.05 | 0.05 | 0.05 | 0.05 | 0.05 | 0.05 | 0.05 | 0.05 | 0.05 | 0 | 0 | 0 | 0 | 0 | 0 | 0
Outpatient_Hall_OCC_SPEED | Occupancy |  | Sat | 2014-01-01 | 2014-12-31 | Hourly | 0.05 | 0.05 | 0.05 | 0.05 | 0.05 | 0.05 | 0.05 | 0.2 | 0.2 | 0.3 | 0.3 | 0.3 | 0.3 | 0.3 | 0.3 | 0.2 | 0.2 | 0.2 | 0.2 | 0.2 | 0.05 | 0.05 | 0.05 | 0.05
Outpatient_Hall_OCC_SPEED | Occupancy |  | Wkdy ¦ Default | 2014-01-01 | 2014-12-31 | Hourly | 0.05 | 0.05 | 0.05 | 0.05 | 0.2 | 0.2 | 0.5 | 0.9 | 0.9 | 0.9 | 0.9 | 0.9 | 0.9 | 0.9 | 0.9 | 0.9 | 0.9 | 0.9 | 0.5 | 0.5 | 0.2 | 0.2 | 0.05 | 0.05
Outpatient_Hall_LIGHT_2007_SPEED | Lighting |  | WntrDsn | 2014-01-01 | 2014-12-31 | Constant | Hr 1: 0
Outpatient_Hall_LIGHT_2007_SPEED | Lighting |  | SmrDsn | 2014-01-01 | 2014-12-31 | Constant | bar: Hr 1
Outpatient_Hall_LIGHT_2007_SPEED | Lighting |  | Sun | 2014-01-01 | 2014-12-31 | Hourly | 0.05 | 0.05 | 0.05 | 0.05 | 0.05 | 0.05 | 0.05 | 0.05 | 0.1 | 0.1 | 0.1 | 0.1 | 0.1 | 0.1 | 0.1 | 0.1 | 0.1 | 0.05 | 0.05 | 0.05 | 0.05 | 0.05 | 0.05 | 0.05
Outpatient_Hall_LIGHT_2007_SPEED | Lighting |  | Sat | 2014-01-01 | 2014-12-31 | Hourly | 0.1 | 0.1 | 0.1 | 0.1 | 0.1 | 0.1 | 0.1 | 0.3 | 0.3 | 0.4 | 0.4 | 0.4 | 0.4 | 0.4 | 0.4 | 0.3 | 0.3 | 0.3 | 0.3 | 0.3 | 0.1 | 0.1 | 0.1 | 0.1
Outpatient_Hall_LIGHT_2007_SPEED | Lighting |  | Wkdy ¦ Default | 2014-01-01 | 2014-12-31 | Hourly | 0.1 | 0.1 | 0.1 | 0.1 | 0.3 | 0.3 | 0.6 | 0.9 | 0.9 | 0.9 | 0.9 | 0.9 | 0.9 | 0.9 | 0.9 | 0.9 | 0.9 | 0.9 | 0.6 | 0.6 | 0.3 | 0.3 | 0.1 | 0.1
Outpatient_Hall_EQUIP_2007_SPEED | Equipment |  | WntrDsn | 2014-01-01 | 2014-12-31 | Constant | Hr 1: 0
Outpatient_Hall_EQUIP_2007_SPEED | Equipment |  | SmrDsn | 2014-01-01 | 2014-12-31 | Constant | bar: Hr 1
Outpatient_Hall_EQUIP_2007_SPEED | Equipment |  | Sun | 2014-01-01 | 2014-12-31 | Hourly | 0.3 | 0.3 | 0.3 | 0.3 | 0.3 | 0.3 | 0.3 | 0.3 | 0.5 | 0.5 | 0.5 | 0.5 | 0.5 | 0.5 | 0.5 | 0.5 | 0.5 | 0.3 | 0.3 | 0.3 | 0.3 | 0.3 | 0.3 | 0.3
Outpatient_Hall_EQUIP_2007_SPEED | Equipment |  | Sat | 2014-01-01 | 2014-12-31 | Hourly | 0.3 | 0.3 | 0.3 | 0.3 | 0.3 | 0.3 | 0.3 | 0.5 | 0.5 | 0.8 | 0.8 | 0.8 | 0.8 | 0.8 | 0.8 | 0.5 | 0.5 | 0.5 | 0.5 | 0.5 | 0.3 | 0.3 | 0.3 | 0.3
Outpatient_Hall_EQUIP_2007_SPEED | Equipment |  | Wkdy ¦ Default | 2014-01-01 | 2014-12-31 | Hourly | 0.3 | 0.3 | 0.3 | 0.3 | 0.5 | 0.5 | 1 | 1 | 1 | 1 | 1 | 1 | 1 | 1 | 1 | 1 | 1 | 1 | 0.5 | 0.5 | 0.3 | 0.3 | 0.3 | 0.3
Outpatient_Hall_LIGHT_2010_SPEED | Lighting |  | WntrDsn | 2014-01-01 | 2014-12-31 | Constant | Hr 1: 0
Outpatient_Hall_LIGHT_2010_SPEED | Lighting |  | SmrDsn | 2014-01-01 | 2014-12-31 | Constant | bar: Hr 1
Outpatient_Hall_LIGHT_2010_SPEED | Lighting |  | Sun | 2014-01-01 | 2014-12-31 | Hourly | 0.05 | 0.05 | 0.05 | 0.05 | 0.05 | 0.05 | 0.05 | 0.05 | 0.1 | 0.1 | 0.1 | 0.1 | 0.1 | 0.1 | 0.1 | 0.1 | 0.1 | 0.05 | 0.05 | 0.05 | 0.05 | 0.05 | 0.05 | 0.05
Outpatient_Hall_LIGHT_2010_SPEED | Lighting |  | Sat | 2014-01-01 | 2014-12-31 | Hourly | 0.1 | 0.1 | 0.1 | 0.1 | 0.1 | 0.1 | 0.1 | 0.3 | 0.3 | 0.4 | 0.4 | 0.4 | 0.4 | 0.4 | 0.4 | 0.3 | 0.3 | 0.3 | 0.3 | 0.3 | 0.1 | 0.1 | 0.1 | 0.1
Outpatient_Hall_LIGHT_2010_SPEED | Lighting |  | Wkdy ¦ Default | 2014-01-01 | 2014-12-31 | Hourly | 0.1 | 0.1 | 0.1 | 0.1 | 0.3 | 0.3 | 0.6 | 0.9 | 0.9 | 0.9 | 0.9 | 0.9 | 0.9 | 0.9 | 0.9 | 0.9 | 0.9 | 0.9 | 0.6 | 0.6 | 0.3 | 0.3 | 0.1 | 0.1
Outpatient_Hall_EQUIP_2010_SPEED | Equipment |  | WntrDsn | 2014-01-01 | 2014-12-31 | Constant | Hr 1: 0
Outpatient_Hall_EQUIP_2010_SPEED | Equipment |  | SmrDsn | 2014-01-01 | 2014-12-31 | Constant | bar: Hr 1
Outpatient_Hall_EQUIP_2010_SPEED | Equipment |  | Sun | 2014-01-01 | 2014-12-31 | Hourly | 0.3 | 0.3 | 0.3 | 0.3 | 0.3 | 0.3 | 0.3 | 0.3 | 0.5 | 0.5 | 0.5 | 0.5 | 0.5 | 0.5 | 0.5 | 0.5 | 0.5 | 0.3 | 0.3 | 0.3 | 0.3 | 0.3 | 0.3 | 0.3
Outpatient_Hall_EQUIP_2010_SPEED | Equipment |  | Sat | 2014-01-01 | 2014-12-31 | Hourly | 0.3 | 0.3 | 0.3 | 0.3 | 0.3 | 0.3 | 0.3 | 0.5 | 0.5 | 0.8 | 0.8 | 0.8 | 0.8 | 0.8 | 0.8 | 0.5 | 0.5 | 0.5 | 0.5 | 0.5 | 0.3 | 0.3 | 0.3 | 0.3
Outpatient_Hall_EQUIP_2010_SPEED | Equipment |  | Wkdy ¦ Default | 2014-01-01 | 2014-12-31 | Hourly | 0.3 | 0.3 | 0.3 | 0.3 | 0.5 | 0.5 | 1 | 1 | 1 | 1 | 1 | 1 | 1 | 1 | 1 | 1 | 1 | 1 | 0.5 | 0.5 | 0.3 | 0.3 | 0.3 | 0.3
Outpatient_Hall_LIGHT_2013_SPEED | Lighting |  | WntrDsn | 2014-01-01 | 2014-12-31 | Constant | Hr 1: 0
Outpatient_Hall_LIGHT_2013_SPEED | Lighting |  | SmrDsn | 2014-01-01 | 2014-12-31 | Constant | bar: Hr 1
Outpatient_Hall_LIGHT_2013_SPEED | Lighting |  | Sun | 2014-01-01 | 2014-12-31 | Hourly | 0.05 | 0.05 | 0.05 | 0.05 | 0.05 | 0.05 | 0.05 | 0.05 | 0.1 | 0.1 | 0.1 | 0.1 | 0.1 | 0.1 | 0.1 | 0.1 | 0.1 | 0.05 | 0.05 | 0.05 | 0.05 | 0.05 | 0.05 | 0.05
Outpatient_Hall_LIGHT_2013_SPEED | Lighting |  | Sat | 2014-01-01 | 2014-12-31 | Hourly | 0.1 | 0.1 | 0.1 | 0.1 | 0.1 | 0.1 | 0.1 | 0.3 | 0.3 | 0.4 | 0.4 | 0.4 | 0.4 | 0.4 | 0.4 | 0.3 | 0.3 | 0.3 | 0.3 | 0.3 | 0.1 | 0.1 | 0.1 | 0.1
Outpatient_Hall_LIGHT_2013_SPEED | Lighting |  | Wkdy ¦ Default | 2014-01-01 | 2014-12-31 | Hourly | 0.1 | 0.1 | 0.1 | 0.1 | 0.3 | 0.3 | 0.6 | 0.9 | 0.9 | 0.9 | 0.9 | 0.9 | 0.9 | 0.9 | 0.9 | 0.9 | 0.9 | 0.9 | 0.6 | 0.6 | 0.3 | 0.3 | 0.1 | 0.1
Outpatient_Hall_EQUIP_2013_SPEED | Equipment |  | WntrDsn | 2014-01-01 | 2014-12-31 | Constant | Hr 1: 0
Outpatient_Hall_EQUIP_2013_SPEED | Equipment |  | SmrDsn | 2014-01-01 | 2014-12-31 | Constant | bar: Hr 1
Outpatient_Hall_EQUIP_2013_SPEED | Equipment |  | Sun | 2014-01-01 | 2014-12-31 | Hourly | 0.29714 | 0.29714 | 0.29714 | 0.29714 | 0.29714 | 0.29714 | 0.29714 | 0.29714 | 0.49523 | 0.49523 | 0.49523 | 0.49523 | 0.49523 | 0.49523 | 0.49523 | 0.49523 | 0.49523 | 0.29714 | 0.29714 | 0.29714 | 0.29714 | 0.29714 | 0.29714 | 0.29714
Outpatient_Hall_EQUIP_2013_SPEED | Equipment |  | Sat | 2014-01-01 | 2014-12-31 | Hourly | 0.29714 | 0.29714 | 0.29714 | 0.29714 | 0.29714 | 0.29714 | 0.29714 | 0.49523 | 0.49523 | 0.79237 | 0.79237 | 0.79237 | 0.79237 | 0.79237 | 0.79237 | 0.49523 | 0.49523 | 0.49523 | 0.49523 | 0.49523 | 0.29714 | 0.29714 | 0.29714 | 0.29714
Outpatient_Hall_EQUIP_2013_SPEED | Equipment |  | Wkdy ¦ Default | 2014-01-01 | 2014-12-31 | Hourly | 0.29714 | 0.29714 | 0.29714 | 0.29714 | 0.49523 | 0.49523 | 0.99046 | 0.99046 | 0.99046 | 0.99046 | 0.99046 | 0.99046 | 0.99046 | 0.99046 | 0.99046 | 0.99046 | 0.99046 | 0.99046 | 0.49523 | 0.49523 | 0.29714 | 0.29714 | 0.29714 | 0.29714
Outpatient_Hall_INFIL_SPEED | Infiltration |  | WntrDsn | 2014-01-01 | 2014-12-31 | Constant | bar: Hr 1
Outpatient_Hall_INFIL_SPEED | Infiltration |  | SmrDsn | 2014-01-01 | 2014-12-31 | Constant | bar: Hr 1
Outpatient_Hall_INFIL_SPEED | Infiltration |  | Sun | 2014-01-01 | 2014-12-31 | Constant | Hr 1: 0.5
Outpatient_Hall_INFIL_SPEED | Infiltration |  | Sat | 2014-01-01 | 2014-12-31 | Constant | Hr 1: 0.5
Outpatient_Hall_INFIL_SPEED | Infiltration |  | Wkdy ¦ Default | 2014-01-01 | 2014-12-31 | Constant | Hr 1: 0.5
Outpatient_Hall_ACTIVITY_SPEED | Activity | W | WntrDsn | 2014-01-01 | 2014-12-31 | Constant | Hr 1: 120
Outpatient_Hall_ACTIVITY_SPEED | Activity | W | SmrDsn | 2014-01-01 | 2014-12-31 | Constant | Hr 1: 120
Outpatient_Hall_ACTIVITY_SPEED | Activity | W | Sun | 2014-01-01 | 2014-12-31 | Constant | Hr 1: 120
Outpatient_Hall_ACTIVITY_SPEED | Activity | W | Sat | 2014-01-01 | 2014-12-31 | Constant | Hr 1: 120
Outpatient_Hall_ACTIVITY_SPEED | Activity | W | Wkdy ¦ Default | 2014-01-01 | 2014-12-31 | Constant | Hr 1: 120
Outpatient_Hall_OA_SPEED | OA Air |  | WntrDsn | 2014-01-01 | 2014-12-31 | Constant | bar: Hr 1
Outpatient_Hall_OA_SPEED | OA Air |  | SmrDsn | 2014-01-01 | 2014-12-31 | Constant | bar: Hr 1
Outpatient_Hall_OA_SPEED | OA Air |  | Sun | 2014-01-01 | 2014-12-31 | Hourly | 0 | 0 | 0 | 0 | 0 | 0 | 0 | 0 | 0 | 0 | 0 | 0 | 0 | 0 | 0 | 0 | 0 | 0 | 0 | 0 | 0 | 0 | 0 | 0
Outpatient_Hall_OA_SPEED | OA Air |  | Sat | 2014-01-01 | 2014-12-31 | Hourly | 0 | 0 | 0 | 0 | 0 | 0 | 0 | 1 | 1 | 1 | 1 | 1 | 1 | 1 | 1 | 1 | 1 | 1 | 1 | 1 | 0 | 0 | 0 | 0
Outpatient_Hall_OA_SPEED | OA Air |  | Wkdy ¦ Default | 2014-01-01 | 2014-12-31 | Hourly | 0 | 0 | 0 | 0 | 1 | 1 | 1 | 1 | 1 | 1 | 1 | 1 | 1 | 1 | 1 | 1 | 1 | 1 | 1 | 1 | 1 | 1 | 0 | 0
Outpatient_Office_CLGSETP_SPEED | Thermostat Setpoint | C | WntrDsn | 2014-01-01 | 2014-12-31 | Constant | Hr 1: 23.9
Outpatient_Office_CLGSETP_SPEED | Thermostat Setpoint | C | SmrDsn | 2014-01-01 | 2014-12-31 | Constant | Hr 1: 23.9
Outpatient_Office_CLGSETP_SPEED | Thermostat Setpoint | C | Sun | 2014-01-01 | 2014-12-31 | Hourly | 25.6 | 25.6 | 25.6 | 25.6 | 25.6 | 25.6 | 25.6 | 25.6 | 25.6 | 25.6 | 25.6 | 25.6 | 25.6 | 25.6 | 25.6 | 25.6 | 25.6 | 25.6 | 25.6 | 25.6 | 25.6 | 25.6 | 25.6 | 25.6
Outpatient_Office_CLGSETP_SPEED | Thermostat Setpoint | C | Sat | 2014-01-01 | 2014-12-31 | Hourly | 25.6 | 25.6 | 25.6 | 25.6 | 25.6 | 25.6 | 25.6 | 23.9 | 23.9 | 23.9 | 23.9 | 23.9 | 23.9 | 23.9 | 23.9 | 23.9 | 23.9 | 23.9 | 23.9 | 23.9 | 25.6 | 25.6 | 25.6 | 25.6
Outpatient_Office_CLGSETP_SPEED | Thermostat Setpoint | C | Wkdy ¦ Default | 2014-01-01 | 2014-12-31 | Hourly | 25.6 | 25.6 | 25.6 | 25.6 | 23.9 | 23.9 | 23.9 | 23.9 | 23.9 | 23.9 | 23.9 | 23.9 | 23.9 | 23.9 | 23.9 | 23.9 | 23.9 | 23.9 | 23.9 | 23.9 | 23.9 | 23.9 | 25.6 | 25.6
Outpatient_Office_HTGSETP_SPEED | Thermostat Setpoint | C | WntrDsn | 2014-01-01 | 2014-12-31 | Constant | Hr 1: 21.1
Outpatient_Office_HTGSETP_SPEED | Thermostat Setpoint | C | SmrDsn | 2014-01-01 | 2014-12-31 | Constant | Hr 1: 21.1
Outpatient_Office_HTGSETP_SPEED | Thermostat Setpoint | C | Sun | 2014-01-01 | 2014-12-31 | Hourly | 19.4 | 19.4 | 19.4 | 19.4 | 19.4 | 19.4 | 19.4 | 19.4 | 19.4 | 19.4 | 19.4 | 19.4 | 19.4 | 19.4 | 19.4 | 19.4 | 19.4 | 19.4 | 19.4 | 19.4 | 19.4 | 19.4 | 19.4 | 19.4
Outpatient_Office_HTGSETP_SPEED | Thermostat Setpoint | C | Sat | 2014-01-01 | 2014-12-31 | Hourly | 19.4 | 19.4 | 19.4 | 19.4 | 19.4 | 19.4 | 19.4 | 21.1 | 21.1 | 21.1 | 21.1 | 21.1 | 21.1 | 21.1 | 21.1 | 21.1 | 21.1 | 21.1 | 21.1 | 21.1 | 19.4 | 19.4 | 19.4 | 19.4
Outpatient_Office_HTGSETP_SPEED | Thermostat Setpoint | C | Wkdy ¦ Default | 2014-01-01 | 2014-12-31 | Hourly | 19.4 | 19.4 | 19.4 | 19.4 | 21.1 | 21.1 | 21.1 | 21.1 | 21.1 | 21.1 | 21.1 | 21.1 | 21.1 | 21.1 | 21.1 | 21.1 | 21.1 | 21.1 | 21.1 | 21.1 | 21.1 | 21.1 | 19.4 | 19.4
Outpatient_Office_OCC_SPEED | Occupancy |  | WntrDsn | 2014-01-01 | 2014-12-31 | Constant | Hr 1: 0
Outpatient_Office_OCC_SPEED | Occupancy |  | SmrDsn | 2014-01-01 | 2014-12-31 | Constant | bar: Hr 1
Outpatient_Office_OCC_SPEED | Occupancy |  | Sun | 2014-01-01 | 2014-12-31 | Hourly | 0 | 0 | 0 | 0 | 0 | 0 | 0 | 0 | 0.05 | 0.05 | 0.05 | 0.05 | 0.05 | 0.05 | 0.05 | 0.05 | 0.05 | 0 | 0 | 0 | 0 | 0 | 0 | 0
Outpatient_Office_OCC_SPEED | Occupancy |  | Sat | 2014-01-01 | 2014-12-31 | Hourly | 0.05 | 0.05 | 0.05 | 0.05 | 0.05 | 0.05 | 0.05 | 0.2 | 0.2 | 0.3 | 0.3 | 0.3 | 0.3 | 0.3 | 0.3 | 0.2 | 0.2 | 0.2 | 0.2 | 0.2 | 0.05 | 0.05 | 0.05 | 0.05
Outpatient_Office_OCC_SPEED | Occupancy |  | Wkdy ¦ Default | 2014-01-01 | 2014-12-31 | Hourly | 0.05 | 0.05 | 0.05 | 0.05 | 0.2 | 0.2 | 0.5 | 0.9 | 0.9 | 0.9 | 0.9 | 0.9 | 0.9 | 0.9 | 0.9 | 0.9 | 0.9 | 0.9 | 0.5 | 0.5 | 0.2 | 0.2 | 0.05 | 0.05
Outpatient_Office_LIGHT_2007_SPEED | Lighting |  | WntrDsn | 2014-01-01 | 2014-12-31 | Constant | Hr 1: 0
Outpatient_Office_LIGHT_2007_SPEED | Lighting |  | SmrDsn | 2014-01-01 | 2014-12-31 | Constant | bar: Hr 1
Outpatient_Office_LIGHT_2007_SPEED | Lighting |  | Sun | 2014-01-01 | 2014-12-31 | Hourly | 0.05 | 0.05 | 0.05 | 0.05 | 0.05 | 0.05 | 0.05 | 0.05 | 0.1 | 0.1 | 0.1 | 0.1 | 0.1 | 0.1 | 0.1 | 0.1 | 0.1 | 0.05 | 0.05 | 0.05 | 0.05 | 0.05 | 0.05 | 0.05
Outpatient_Office_LIGHT_2007_SPEED | Lighting |  | Sat | 2014-01-01 | 2014-12-31 | Hourly | 0.1 | 0.1 | 0.1 | 0.1 | 0.1 | 0.1 | 0.1 | 0.3 | 0.3 | 0.4 | 0.4 | 0.4 | 0.4 | 0.4 | 0.4 | 0.3 | 0.3 | 0.3 | 0.3 | 0.3 | 0.1 | 0.1 | 0.1 | 0.1
Outpatient_Office_LIGHT_2007_SPEED | Lighting |  | Wkdy ¦ Default | 2014-01-01 | 2014-12-31 | Hourly | 0.1 | 0.1 | 0.1 | 0.1 | 0.3 | 0.3 | 0.6 | 0.9 | 0.9 | 0.9 | 0.9 | 0.9 | 0.9 | 0.9 | 0.9 | 0.9 | 0.9 | 0.9 | 0.6 | 0.6 | 0.3 | 0.3 | 0.1 | 0.1
Outpatient_Office_EQUIP_2007_SPEED | Equipment |  | WntrDsn | 2014-01-01 | 2014-12-31 | Constant | Hr 1: 0
Outpatient_Office_EQUIP_2007_SPEED | Equipment |  | SmrDsn | 2014-01-01 | 2014-12-31 | Constant | bar: Hr 1
Outpatient_Office_EQUIP_2007_SPEED | Equipment |  | Sun | 2014-01-01 | 2014-12-31 | Hourly | 0.3 | 0.3 | 0.3 | 0.3 | 0.3 | 0.3 | 0.3 | 0.3 | 0.5 | 0.5 | 0.5 | 0.5 | 0.5 | 0.5 | 0.5 | 0.5 | 0.5 | 0.3 | 0.3 | 0.3 | 0.3 | 0.3 | 0.3 | 0.3
Outpatient_Office_EQUIP_2007_SPEED | Equipment |  | Sat | 2014-01-01 | 2014-12-31 | Hourly | 0.3 | 0.3 | 0.3 | 0.3 | 0.3 | 0.3 | 0.3 | 0.5 | 0.5 | 0.8 | 0.8 | 0.8 | 0.8 | 0.8 | 0.8 | 0.5 | 0.5 | 0.5 | 0.5 | 0.5 | 0.3 | 0.3 | 0.3 | 0.3
Outpatient_Office_EQUIP_2007_SPEED | Equipment |  | Wkdy ¦ Default | 2014-01-01 | 2014-12-31 | Hourly | 0.3 | 0.3 | 0.3 | 0.3 | 0.5 | 0.5 | 1 | 1 | 1 | 1 | 1 | 1 | 1 | 1 | 1 | 1 | 1 | 1 | 0.5 | 0.5 | 0.3 | 0.3 | 0.3 | 0.3
Outpatient_Office_LIGHT_2010_SPEED | Lighting |  | WntrDsn | 2014-01-01 | 2014-12-31 | Constant | Hr 1: 0
Outpatient_Office_LIGHT_2010_SPEED | Lighting |  | SmrDsn | 2014-01-01 | 2014-12-31 | Constant | bar: Hr 1
Outpatient_Office_LIGHT_2010_SPEED | Lighting |  | Sun | 2014-01-01 | 2014-12-31 | Hourly | 0.05 | 0.05 | 0.05 | 0.05 | 0.05 | 0.05 | 0.05 | 0.05 | 0.08591 | 0.08591 | 0.08591 | 0.08591 | 0.08591 | 0.08591 | 0.08591 | 0.08591 | 0.08591 | 0.05 | 0.05 | 0.05 | 0.05 | 0.05 | 0.05 | 0.05
Outpatient_Office_LIGHT_2010_SPEED | Lighting |  | Sat | 2014-01-01 | 2014-12-31 | Hourly | 0.08591 | 0.08591 | 0.08591 | 0.08591 | 0.08591 | 0.08591 | 0.08591 | 0.25773 | 0.25773 | 0.34364 | 0.34364 | 0.34364 | 0.34364 | 0.34364 | 0.34364 | 0.25773 | 0.25773 | 0.25773 | 0.25773 | 0.25773 | 0.08591 | 0.08591 | 0.08591 | 0.08591
Outpatient_Office_LIGHT_2010_SPEED | Lighting |  | Wkdy ¦ Default | 2014-01-01 | 2014-12-31 | Hourly | 0.08591 | 0.08591 | 0.08591 | 0.08591 | 0.25773 | 0.25773 | 0.51546 | 0.77319 | 0.77319 | 0.77319 | 0.77319 | 0.77319 | 0.77319 | 0.77319 | 0.77319 | 0.77319 | 0.77319 | 0.77319 | 0.51546 | 0.51546 | 0.25773 | 0.25773 | 0.08591 | 0.08591
Outpatient_Office_EQUIP_2010_SPEED | Equipment |  | WntrDsn | 2014-01-01 | 2014-12-31 | Constant | Hr 1: 0
Outpatient_Office_EQUIP_2010_SPEED | Equipment |  | SmrDsn | 2014-01-01 | 2014-12-31 | Constant | bar: Hr 1
Outpatient_Office_EQUIP_2010_SPEED | Equipment |  | Sun | 2014-01-01 | 2014-12-31 | Hourly | 0.3 | 0.3 | 0.3 | 0.3 | 0.3 | 0.3 | 0.3 | 0.3 | 0.5 | 0.5 | 0.5 | 0.5 | 0.5 | 0.5 | 0.5 | 0.5 | 0.5 | 0.3 | 0.3 | 0.3 | 0.3 | 0.3 | 0.3 | 0.3
Outpatient_Office_EQUIP_2010_SPEED | Equipment |  | Sat | 2014-01-01 | 2014-12-31 | Hourly | 0.3 | 0.3 | 0.3 | 0.3 | 0.3 | 0.3 | 0.3 | 0.5 | 0.5 | 0.8 | 0.8 | 0.8 | 0.8 | 0.8 | 0.8 | 0.5 | 0.5 | 0.5 | 0.5 | 0.5 | 0.3 | 0.3 | 0.3 | 0.3
Outpatient_Office_EQUIP_2010_SPEED | Equipment |  | Wkdy ¦ Default | 2014-01-01 | 2014-12-31 | Hourly | 0.3 | 0.3 | 0.3 | 0.3 | 0.5 | 0.5 | 1 | 1 | 1 | 1 | 1 | 1 | 1 | 1 | 1 | 1 | 1 | 1 | 0.5 | 0.5 | 0.3 | 0.3 | 0.3 | 0.3
Outpatient_Office_LIGHT_2013_SPEED | Lighting |  | WntrDsn | 2014-01-01 | 2014-12-31 | Constant | Hr 1: 0
Outpatient_Office_LIGHT_2013_SPEED | Lighting |  | SmrDsn | 2014-01-01 | 2014-12-31 | Constant | bar: Hr 1
Outpatient_Office_LIGHT_2013_SPEED | Lighting |  | Sun | 2014-01-01 | 2014-12-31 | Hourly | 0.05 | 0.05 | 0.05 | 0.05 | 0.05 | 0.05 | 0.05 | 0.05 | 0.08591 | 0.08591 | 0.08591 | 0.08591 | 0.08591 | 0.08591 | 0.08591 | 0.08591 | 0.08591 | 0.05 | 0.05 | 0.05 | 0.05 | 0.05 | 0.05 | 0.05
Outpatient_Office_LIGHT_2013_SPEED | Lighting |  | Sat | 2014-01-01 | 2014-12-31 | Hourly | 0.08591 | 0.08591 | 0.08591 | 0.08591 | 0.08591 | 0.08591 | 0.08591 | 0.25773 | 0.25773 | 0.34364 | 0.34364 | 0.34364 | 0.34364 | 0.34364 | 0.34364 | 0.25773 | 0.25773 | 0.25773 | 0.25773 | 0.25773 | 0.08591 | 0.08591 | 0.08591 | 0.08591
Outpatient_Office_LIGHT_2013_SPEED | Lighting |  | Wkdy ¦ Default | 2014-01-01 | 2014-12-31 | Hourly | 0.08591 | 0.08591 | 0.08591 | 0.08591 | 0.25773 | 0.25773 | 0.51546 | 0.77319 | 0.77319 | 0.77319 | 0.77319 | 0.77319 | 0.77319 | 0.77319 | 0.77319 | 0.77319 | 0.77319 | 0.77319 | 0.51546 | 0.51546 | 0.25773 | 0.25773 | 0.08591 | 0.08591
Outpatient_Office_EQUIP_2013_SPEED | Equipment |  | WntrDsn | 2014-01-01 | 2014-12-31 | Constant | Hr 1: 0
Outpatient_Office_EQUIP_2013_SPEED | Equipment |  | SmrDsn | 2014-01-01 | 2014-12-31 | Constant | bar: Hr 1
Outpatient_Office_EQUIP_2013_SPEED | Equipment |  | Sun | 2014-01-01 | 2014-12-31 | Hourly | 0.29714 | 0.29714 | 0.29714 | 0.29714 | 0.29714 | 0.29714 | 0.29714 | 0.29714 | 0.49523 | 0.49523 | 0.49523 | 0.49523 | 0.49523 | 0.49523 | 0.49523 | 0.49523 | 0.49523 | 0.29714 | 0.29714 | 0.29714 | 0.29714 | 0.29714 | 0.29714 | 0.29714
Outpatient_Office_EQUIP_2013_SPEED | Equipment |  | Sat | 2014-01-01 | 2014-12-31 | Hourly | 0.29714 | 0.29714 | 0.29714 | 0.29714 | 0.29714 | 0.29714 | 0.29714 | 0.49523 | 0.49523 | 0.79237 | 0.79237 | 0.79237 | 0.79237 | 0.79237 | 0.79237 | 0.49523 | 0.49523 | 0.49523 | 0.49523 | 0.49523 | 0.29714 | 0.29714 | 0.29714 | 0.29714
Outpatient_Office_EQUIP_2013_SPEED | Equipment |  | Wkdy ¦ Default | 2014-01-01 | 2014-12-31 | Hourly | 0.29714 | 0.29714 | 0.29714 | 0.29714 | 0.49523 | 0.49523 | 0.99046 | 0.99046 | 0.99046 | 0.99046 | 0.99046 | 0.99046 | 0.99046 | 0.99046 | 0.99046 | 0.99046 | 0.99046 | 0.99046 | 0.49523 | 0.49523 | 0.29714 | 0.29714 | 0.29714 | 0.29714
Outpatient_Office_INFIL_SPEED | Infiltration |  | WntrDsn | 2014-01-01 | 2014-12-31 | Constant | bar: Hr 1
Outpatient_Office_INFIL_SPEED | Infiltration |  | SmrDsn | 2014-01-01 | 2014-12-31 | Constant | bar: Hr 1
Outpatient_Office_INFIL_SPEED | Infiltration |  | Sun | 2014-01-01 | 2014-12-31 | Constant | Hr 1: 0.5
Outpatient_Office_INFIL_SPEED | Infiltration |  | Sat | 2014-01-01 | 2014-12-31 | Constant | Hr 1: 0.5
Outpatient_Office_INFIL_SPEED | Infiltration |  | Wkdy ¦ Default | 2014-01-01 | 2014-12-31 | Constant | Hr 1: 0.5
Outpatient_Office_ACTIVITY_SPEED | Activity | W | WntrDsn | 2014-01-01 | 2014-12-31 | Constant | Hr 1: 120
Outpatient_Office_ACTIVITY_SPEED | Activity | W | SmrDsn | 2014-01-01 | 2014-12-31 | Constant | Hr 1: 120
Outpatient_Office_ACTIVITY_SPEED | Activity | W | Sun | 2014-01-01 | 2014-12-31 | Constant | Hr 1: 120
Outpatient_Office_ACTIVITY_SPEED | Activity | W | Sat | 2014-01-01 | 2014-12-31 | Constant | Hr 1: 120
Outpatient_Office_ACTIVITY_SPEED | Activity | W | Wkdy ¦ Default | 2014-01-01 | 2014-12-31 | Constant | Hr 1: 120
Outpatient_Office_OA_SPEED | OA Air |  | WntrDsn | 2014-01-01 | 2014-12-31 | Constant | bar: Hr 1
Outpatient_Office_OA_SPEED | OA Air |  | SmrDsn | 2014-01-01 | 2014-12-31 | Constant | bar: Hr 1
Outpatient_Office_OA_SPEED | OA Air |  | Sun | 2014-01-01 | 2014-12-31 | Hourly | 0 | 0 | 0 | 0 | 0 | 0 | 0 | 0 | 0 | 0 | 0 | 0 | 0 | 0 | 0 | 0 | 0 | 0 | 0 | 0 | 0 | 0 | 0 | 0
Outpatient_Office_OA_SPEED | OA Air |  | Sat | 2014-01-01 | 2014-12-31 | Hourly | 0 | 0 | 0 | 0 | 0 | 0 | 0 | 1 | 1 | 1 | 1 | 1 | 1 | 1 | 1 | 1 | 1 | 1 | 1 | 1 | 0 | 0 | 0 | 0
Outpatient_Office_OA_SPEED | OA Air |  | Wkdy ¦ Default | 2014-01-01 | 2014-12-31 | Hourly | 0 | 0 | 0 | 0 | 1 | 1 | 1 | 1 | 1 | 1 | 1 | 1 | 1 | 1 | 1 | 1 | 1 | 1 | 1 | 1 | 1 | 1 | 0 | 0
Outpatient_Janitor_CLGSETP_SPEED | Thermostat Setpoint | C | WntrDsn | 2014-01-01 | 2014-12-31 | Constant | Hr 1: 23.9
Outpatient_Janitor_CLGSETP_SPEED | Thermostat Setpoint | C | SmrDsn | 2014-01-01 | 2014-12-31 | Constant | Hr 1: 23.9
Outpatient_Janitor_CLGSETP_SPEED | Thermostat Setpoint | C | Sun | 2014-01-01 | 2014-12-31 | Hourly | 25.6 | 25.6 | 25.6 | 25.6 | 25.6 | 25.6 | 25.6 | 25.6 | 25.6 | 25.6 | 25.6 | 25.6 | 25.6 | 25.6 | 25.6 | 25.6 | 25.6 | 25.6 | 25.6 | 25.6 | 25.6 | 25.6 | 25.6 | 25.6
Outpatient_Janitor_CLGSETP_SPEED | Thermostat Setpoint | C | Sat | 2014-01-01 | 2014-12-31 | Hourly | 25.6 | 25.6 | 25.6 | 25.6 | 25.6 | 25.6 | 25.6 | 23.9 | 23.9 | 23.9 | 23.9 | 23.9 | 23.9 | 23.9 | 23.9 | 23.9 | 23.9 | 23.9 | 23.9 | 23.9 | 25.6 | 25.6 | 25.6 | 25.6
Outpatient_Janitor_CLGSETP_SPEED | Thermostat Setpoint | C | Wkdy ¦ Default | 2014-01-01 | 2014-12-31 | Hourly | 25.6 | 25.6 | 25.6 | 25.6 | 23.9 | 23.9 | 23.9 | 23.9 | 23.9 | 23.9 | 23.9 | 23.9 | 23.9 | 23.9 | 23.9 | 23.9 | 23.9 | 23.9 | 23.9 | 23.9 | 23.9 | 23.9 | 25.6 | 25.6
Outpatient_Janitor_HTGSETP_SPEED | Thermostat Setpoint | C | WntrDsn | 2014-01-01 | 2014-12-31 | Constant | Hr 1: 21.1
Outpatient_Janitor_HTGSETP_SPEED | Thermostat Setpoint | C | SmrDsn | 2014-01-01 | 2014-12-31 | Constant | Hr 1: 21.1
Outpatient_Janitor_HTGSETP_SPEED | Thermostat Setpoint | C | Sun | 2014-01-01 | 2014-12-31 | Hourly | 19.4 | 19.4 | 19.4 | 19.4 | 19.4 | 19.4 | 19.4 | 19.4 | 19.4 | 19.4 | 19.4 | 19.4 | 19.4 | 19.4 | 19.4 | 19.4 | 19.4 | 19.4 | 19.4 | 19.4 | 19.4 | 19.4 | 19.4 | 19.4
Outpatient_Janitor_HTGSETP_SPEED | Thermostat Setpoint | C | Sat | 2014-01-01 | 2014-12-31 | Hourly | 19.4 | 19.4 | 19.4 | 19.4 | 19.4 | 19.4 | 19.4 | 21.1 | 21.1 | 21.1 | 21.1 | 21.1 | 21.1 | 21.1 | 21.1 | 21.1 | 21.1 | 21.1 | 21.1 | 21.1 | 19.4 | 19.4 | 19.4 | 19.4
Outpatient_Janitor_HTGSETP_SPEED | Thermostat Setpoint | C | Wkdy ¦ Default | 2014-01-01 | 2014-12-31 | Hourly | 19.4 | 19.4 | 19.4 | 19.4 | 21.1 | 21.1 | 21.1 | 21.1 | 21.1 | 21.1 | 21.1 | 21.1 | 21.1 | 21.1 | 21.1 | 21.1 | 21.1 | 21.1 | 21.1 | 21.1 | 21.1 | 21.1 | 19.4 | 19.4
Outpatient_Janitor_OCC_SPEED | Occupancy |  | WntrDsn | 2014-01-01 | 2014-12-31 | Constant | Hr 1: 0
Outpatient_Janitor_OCC_SPEED | Occupancy |  | SmrDsn | 2014-01-01 | 2014-12-31 | Constant | bar: Hr 1
Outpatient_Janitor_OCC_SPEED | Occupancy |  | Sun | 2014-01-01 | 2014-12-31 | Hourly | 0 | 0 | 0 | 0 | 0 | 0 | 0 | 0 | 0.05 | 0.05 | 0.05 | 0.05 | 0.05 | 0.05 | 0.05 | 0.05 | 0.05 | 0 | 0 | 0 | 0 | 0 | 0 | 0
Outpatient_Janitor_OCC_SPEED | Occupancy |  | Sat | 2014-01-01 | 2014-12-31 | Hourly | 0.05 | 0.05 | 0.05 | 0.05 | 0.05 | 0.05 | 0.05 | 0.2 | 0.2 | 0.3 | 0.3 | 0.3 | 0.3 | 0.3 | 0.3 | 0.2 | 0.2 | 0.2 | 0.2 | 0.2 | 0.05 | 0.05 | 0.05 | 0.05
Outpatient_Janitor_OCC_SPEED | Occupancy |  | Wkdy ¦ Default | 2014-01-01 | 2014-12-31 | Hourly | 0.05 | 0.05 | 0.05 | 0.05 | 0.2 | 0.2 | 0.5 | 0.9 | 0.9 | 0.9 | 0.9 | 0.9 | 0.9 | 0.9 | 0.9 | 0.9 | 0.9 | 0.9 | 0.5 | 0.5 | 0.2 | 0.2 | 0.05 | 0.05
Outpatient_Janitor_LIGHT_2007_SPEED | Lighting |  | WntrDsn | 2014-01-01 | 2014-12-31 | Constant | Hr 1: 0
Outpatient_Janitor_LIGHT_2007_SPEED | Lighting |  | SmrDsn | 2014-01-01 | 2014-12-31 | Constant | bar: Hr 1
Outpatient_Janitor_LIGHT_2007_SPEED | Lighting |  | Sun | 2014-01-01 | 2014-12-31 | Hourly | 0.05 | 0.05 | 0.05 | 0.05 | 0.05 | 0.05 | 0.05 | 0.05 | 0.1 | 0.1 | 0.1 | 0.1 | 0.1 | 0.1 | 0.1 | 0.1 | 0.1 | 0.05 | 0.05 | 0.05 | 0.05 | 0.05 | 0.05 | 0.05
Outpatient_Janitor_LIGHT_2007_SPEED | Lighting |  | Sat | 2014-01-01 | 2014-12-31 | Hourly | 0.1 | 0.1 | 0.1 | 0.1 | 0.1 | 0.1 | 0.1 | 0.3 | 0.3 | 0.4 | 0.4 | 0.4 | 0.4 | 0.4 | 0.4 | 0.3 | 0.3 | 0.3 | 0.3 | 0.3 | 0.1 | 0.1 | 0.1 | 0.1
Outpatient_Janitor_LIGHT_2007_SPEED | Lighting |  | Wkdy ¦ Default | 2014-01-01 | 2014-12-31 | Hourly | 0.1 | 0.1 | 0.1 | 0.1 | 0.3 | 0.3 | 0.6 | 0.9 | 0.9 | 0.9 | 0.9 | 0.9 | 0.9 | 0.9 | 0.9 | 0.9 | 0.9 | 0.9 | 0.6 | 0.6 | 0.3 | 0.3 | 0.1 | 0.1
Outpatient_Janitor_EQUIP_2007_SPEED | Equipment |  | WntrDsn | 2014-01-01 | 2014-12-31 | Constant | Hr 1: 0
Outpatient_Janitor_EQUIP_2007_SPEED | Equipment |  | SmrDsn | 2014-01-01 | 2014-12-31 | Constant | bar: Hr 1
Outpatient_Janitor_EQUIP_2007_SPEED | Equipment |  | Sun | 2014-01-01 | 2014-12-31 | Hourly | 0.3 | 0.3 | 0.3 | 0.3 | 0.3 | 0.3 | 0.3 | 0.3 | 0.5 | 0.5 | 0.5 | 0.5 | 0.5 | 0.5 | 0.5 | 0.5 | 0.5 | 0.3 | 0.3 | 0.3 | 0.3 | 0.3 | 0.3 | 0.3
Outpatient_Janitor_EQUIP_2007_SPEED | Equipment |  | Sat | 2014-01-01 | 2014-12-31 | Hourly | 0.3 | 0.3 | 0.3 | 0.3 | 0.3 | 0.3 | 0.3 | 0.5 | 0.5 | 0.8 | 0.8 | 0.8 | 0.8 | 0.8 | 0.8 | 0.5 | 0.5 | 0.5 | 0.5 | 0.5 | 0.3 | 0.3 | 0.3 | 0.3
Outpatient_Janitor_EQUIP_2007_SPEED | Equipment |  | Wkdy ¦ Default | 2014-01-01 | 2014-12-31 | Hourly | 0.3 | 0.3 | 0.3 | 0.3 | 0.5 | 0.5 | 1 | 1 | 1 | 1 | 1 | 1 | 1 | 1 | 1 | 1 | 1 | 1 | 0.5 | 0.5 | 0.3 | 0.3 | 0.3 | 0.3
Outpatient_Janitor_LIGHT_2010_SPEED | Lighting |  | WntrDsn | 2014-01-01 | 2014-12-31 | Constant | Hr 1: 0
Outpatient_Janitor_LIGHT_2010_SPEED | Lighting |  | SmrDsn | 2014-01-01 | 2014-12-31 | Constant | bar: Hr 1
Outpatient_Janitor_LIGHT_2010_SPEED | Lighting |  | Sun | 2014-01-01 | 2014-12-31 | Hourly | 0.033565 | 0.033565 | 0.033565 | 0.033565 | 0.033565 | 0.033565 | 0.033565 | 0.033565 | 0.06713 | 0.06713 | 0.06713 | 0.06713 | 0.06713 | 0.06713 | 0.06713 | 0.06713 | 0.06713 | 0.033565 | 0.033565 | 0.033565 | 0.033565 | 0.033565 | 0.033565 | 0.033565
Outpatient_Janitor_LIGHT_2010_SPEED | Lighting |  | Sat | 2014-01-01 | 2014-12-31 | Hourly | 0.06713 | 0.06713 | 0.06713 | 0.06713 | 0.06713 | 0.06713 | 0.06713 | 0.20139 | 0.20139 | 0.26852 | 0.26852 | 0.26852 | 0.26852 | 0.26852 | 0.26852 | 0.20139 | 0.20139 | 0.20139 | 0.20139 | 0.20139 | 0.06713 | 0.06713 | 0.06713 | 0.06713
Outpatient_Janitor_LIGHT_2010_SPEED | Lighting |  | Wkdy ¦ Default | 2014-01-01 | 2014-12-31 | Hourly | 0.06713 | 0.06713 | 0.06713 | 0.06713 | 0.20139 | 0.20139 | 0.40278 | 0.60417 | 0.60417 | 0.60417 | 0.60417 | 0.60417 | 0.60417 | 0.60417 | 0.60417 | 0.60417 | 0.60417 | 0.60417 | 0.40278 | 0.40278 | 0.20139 | 0.20139 | 0.06713 | 0.06713
Outpatient_Janitor_EQUIP_2010_SPEED | Equipment |  | WntrDsn | 2014-01-01 | 2014-12-31 | Constant | Hr 1: 0
Outpatient_Janitor_EQUIP_2010_SPEED | Equipment |  | SmrDsn | 2014-01-01 | 2014-12-31 | Constant | bar: Hr 1
Outpatient_Janitor_EQUIP_2010_SPEED | Equipment |  | Sun | 2014-01-01 | 2014-12-31 | Hourly | 0.3 | 0.3 | 0.3 | 0.3 | 0.3 | 0.3 | 0.3 | 0.3 | 0.5 | 0.5 | 0.5 | 0.5 | 0.5 | 0.5 | 0.5 | 0.5 | 0.5 | 0.3 | 0.3 | 0.3 | 0.3 | 0.3 | 0.3 | 0.3
Outpatient_Janitor_EQUIP_2010_SPEED | Equipment |  | Sat | 2014-01-01 | 2014-12-31 | Hourly | 0.3 | 0.3 | 0.3 | 0.3 | 0.3 | 0.3 | 0.3 | 0.5 | 0.5 | 0.8 | 0.8 | 0.8 | 0.8 | 0.8 | 0.8 | 0.5 | 0.5 | 0.5 | 0.5 | 0.5 | 0.3 | 0.3 | 0.3 | 0.3
Outpatient_Janitor_EQUIP_2010_SPEED | Equipment |  | Wkdy ¦ Default | 2014-01-01 | 2014-12-31 | Hourly | 0.3 | 0.3 | 0.3 | 0.3 | 0.5 | 0.5 | 1 | 1 | 1 | 1 | 1 | 1 | 1 | 1 | 1 | 1 | 1 | 1 | 0.5 | 0.5 | 0.3 | 0.3 | 0.3 | 0.3
Outpatient_Janitor_LIGHT_2013_SPEED | Lighting |  | WntrDsn | 2014-01-01 | 2014-12-31 | Constant | Hr 1: 0
Outpatient_Janitor_LIGHT_2013_SPEED | Lighting |  | SmrDsn | 2014-01-01 | 2014-12-31 | Constant | bar: Hr 1
Outpatient_Janitor_LIGHT_2013_SPEED | Lighting |  | Sun | 2014-01-01 | 2014-12-31 | Hourly | 0.033565 | 0.033565 | 0.033565 | 0.033565 | 0.033565 | 0.033565 | 0.033565 | 0.033565 | 0.06713 | 0.06713 | 0.06713 | 0.06713 | 0.06713 | 0.06713 | 0.06713 | 0.06713 | 0.06713 | 0.033565 | 0.033565 | 0.033565 | 0.033565 | 0.033565 | 0.033565 | 0.033565
Outpatient_Janitor_LIGHT_2013_SPEED | Lighting |  | Sat | 2014-01-01 | 2014-12-31 | Hourly | 0.06713 | 0.06713 | 0.06713 | 0.06713 | 0.06713 | 0.06713 | 0.06713 | 0.20139 | 0.20139 | 0.26852 | 0.26852 | 0.26852 | 0.26852 | 0.26852 | 0.26852 | 0.20139 | 0.20139 | 0.20139 | 0.20139 | 0.20139 | 0.06713 | 0.06713 | 0.06713 | 0.06713
Outpatient_Janitor_LIGHT_2013_SPEED | Lighting |  | Wkdy ¦ Default | 2014-01-01 | 2014-12-31 | Hourly | 0.06713 | 0.06713 | 0.06713 | 0.06713 | 0.20139 | 0.20139 | 0.40278 | 0.60417 | 0.60417 | 0.60417 | 0.60417 | 0.60417 | 0.60417 | 0.60417 | 0.60417 | 0.60417 | 0.60417 | 0.60417 | 0.40278 | 0.40278 | 0.20139 | 0.20139 | 0.06713 | 0.06713
Outpatient_Janitor_EQUIP_2013_SPEED | Equipment |  | WntrDsn | 2014-01-01 | 2014-12-31 | Constant | Hr 1: 0
Outpatient_Janitor_EQUIP_2013_SPEED | Equipment |  | SmrDsn | 2014-01-01 | 2014-12-31 | Constant | bar: Hr 1
Outpatient_Janitor_EQUIP_2013_SPEED | Equipment |  | Sun | 2014-01-01 | 2014-12-31 | Hourly | 0.29714 | 0.29714 | 0.29714 | 0.29714 | 0.29714 | 0.29714 | 0.29714 | 0.29714 | 0.49523 | 0.49523 | 0.49523 | 0.49523 | 0.49523 | 0.49523 | 0.49523 | 0.49523 | 0.49523 | 0.29714 | 0.29714 | 0.29714 | 0.29714 | 0.29714 | 0.29714 | 0.29714
Outpatient_Janitor_EQUIP_2013_SPEED | Equipment |  | Sat | 2014-01-01 | 2014-12-31 | Hourly | 0.29714 | 0.29714 | 0.29714 | 0.29714 | 0.29714 | 0.29714 | 0.29714 | 0.49523 | 0.49523 | 0.79237 | 0.79237 | 0.79237 | 0.79237 | 0.79237 | 0.79237 | 0.49523 | 0.49523 | 0.49523 | 0.49523 | 0.49523 | 0.29714 | 0.29714 | 0.29714 | 0.29714
Outpatient_Janitor_EQUIP_2013_SPEED | Equipment |  | Wkdy ¦ Default | 2014-01-01 | 2014-12-31 | Hourly | 0.29714 | 0.29714 | 0.29714 | 0.29714 | 0.49523 | 0.49523 | 0.99046 | 0.99046 | 0.99046 | 0.99046 | 0.99046 | 0.99046 | 0.99046 | 0.99046 | 0.99046 | 0.99046 | 0.99046 | 0.99046 | 0.49523 | 0.49523 | 0.29714 | 0.29714 | 0.29714 | 0.29714
Outpatient_Janitor_INFIL_SPEED | Infiltration |  | WntrDsn | 2014-01-01 | 2014-12-31 | Constant | bar: Hr 1
Outpatient_Janitor_INFIL_SPEED | Infiltration |  | SmrDsn | 2014-01-01 | 2014-12-31 | Constant | bar: Hr 1
Outpatient_Janitor_INFIL_SPEED | Infiltration |  | Sun | 2014-01-01 | 2014-12-31 | Constant | Hr 1: 0.5
Outpatient_Janitor_INFIL_SPEED | Infiltration |  | Sat | 2014-01-01 | 2014-12-31 | Constant | Hr 1: 0.5
Outpatient_Janitor_INFIL_SPEED | Infiltration |  | Wkdy ¦ Default | 2014-01-01 | 2014-12-31 | Constant | Hr 1: 0.5
Outpatient_Janitor_ACTIVITY_SPEED | Activity | W | WntrDsn | 2014-01-01 | 2014-12-31 | Constant | Hr 1: 120
Outpatient_Janitor_ACTIVITY_SPEED | Activity | W | SmrDsn | 2014-01-01 | 2014-12-31 | Constant | Hr 1: 120
Outpatient_Janitor_ACTIVITY_SPEED | Activity | W | Sun | 2014-01-01 | 2014-12-31 | Constant | Hr 1: 120
Outpatient_Janitor_ACTIVITY_SPEED | Activity | W | Sat | 2014-01-01 | 2014-12-31 | Constant | Hr 1: 120
Outpatient_Janitor_ACTIVITY_SPEED | Activity | W | Wkdy ¦ Default | 2014-01-01 | 2014-12-31 | Constant | Hr 1: 120
Outpatient_Janitor_OA_SPEED | OA Air |  | WntrDsn | 2014-01-01 | 2014-12-31 | Constant | bar: Hr 1
Outpatient_Janitor_OA_SPEED | OA Air |  | SmrDsn | 2014-01-01 | 2014-12-31 | Constant | bar: Hr 1
Outpatient_Janitor_OA_SPEED | OA Air |  | Sun | 2014-01-01 | 2014-12-31 | Hourly | 0 | 0 | 0 | 0 | 0 | 0 | 0 | 0 | 0 | 0 | 0 | 0 | 0 | 0 | 0 | 0 | 0 | 0 | 0 | 0 | 0 | 0 | 0 | 0
Outpatient_Janitor_OA_SPEED | OA Air |  | Sat | 2014-01-01 | 2014-12-31 | Hourly | 0 | 0 | 0 | 0 | 0 | 0 | 0 | 1 | 1 | 1 | 1 | 1 | 1 | 1 | 1 | 1 | 1 | 1 | 1 | 1 | 0 | 0 | 0 | 0
Outpatient_Janitor_OA_SPEED | OA Air |  | Wkdy ¦ Default | 2014-01-01 | 2014-12-31 | Hourly | 0 | 0 | 0 | 0 | 1 | 1 | 1 | 1 | 1 | 1 | 1 | 1 | 1 | 1 | 1 | 1 | 1 | 1 | 1 | 1 | 1 | 1 | 0 | 0
Outpatient_Stair_CLGSETP_SPEED | Thermostat Setpoint | C | WntrDsn | 2014-01-01 | 2014-12-31 | Constant | Hr 1: 23.9
Outpatient_Stair_CLGSETP_SPEED | Thermostat Setpoint | C | SmrDsn | 2014-01-01 | 2014-12-31 | Constant | Hr 1: 23.9
Outpatient_Stair_CLGSETP_SPEED | Thermostat Setpoint | C | Sun | 2014-01-01 | 2014-12-31 | Hourly | 25.6 | 25.6 | 25.6 | 25.6 | 25.6 | 25.6 | 25.6 | 25.6 | 25.6 | 25.6 | 25.6 | 25.6 | 25.6 | 25.6 | 25.6 | 25.6 | 25.6 | 25.6 | 25.6 | 25.6 | 25.6 | 25.6 | 25.6 | 25.6
Outpatient_Stair_CLGSETP_SPEED | Thermostat Setpoint | C | Sat | 2014-01-01 | 2014-12-31 | Hourly | 25.6 | 25.6 | 25.6 | 25.6 | 25.6 | 25.6 | 25.6 | 23.9 | 23.9 | 23.9 | 23.9 | 23.9 | 23.9 | 23.9 | 23.9 | 23.9 | 23.9 | 23.9 | 23.9 | 23.9 | 25.6 | 25.6 | 25.6 | 25.6
Outpatient_Stair_CLGSETP_SPEED | Thermostat Setpoint | C | Wkdy ¦ Default | 2014-01-01 | 2014-12-31 | Hourly | 25.6 | 25.6 | 25.6 | 25.6 | 23.9 | 23.9 | 23.9 | 23.9 | 23.9 | 23.9 | 23.9 | 23.9 | 23.9 | 23.9 | 23.9 | 23.9 | 23.9 | 23.9 | 23.9 | 23.9 | 23.9 | 23.9 | 25.6 | 25.6
Outpatient_Stair_HTGSETP_SPEED | Thermostat Setpoint | C | WntrDsn | 2014-01-01 | 2014-12-31 | Constant | Hr 1: 21.1
Outpatient_Stair_HTGSETP_SPEED | Thermostat Setpoint | C | SmrDsn | 2014-01-01 | 2014-12-31 | Constant | Hr 1: 21.1
Outpatient_Stair_HTGSETP_SPEED | Thermostat Setpoint | C | Sun | 2014-01-01 | 2014-12-31 | Hourly | 19.4 | 19.4 | 19.4 | 19.4 | 19.4 | 19.4 | 19.4 | 19.4 | 19.4 | 19.4 | 19.4 | 19.4 | 19.4 | 19.4 | 19.4 | 19.4 | 19.4 | 19.4 | 19.4 | 19.4 | 19.4 | 19.4 | 19.4 | 19.4
Outpatient_Stair_HTGSETP_SPEED | Thermostat Setpoint | C | Sat | 2014-01-01 | 2014-12-31 | Hourly | 19.4 | 19.4 | 19.4 | 19.4 | 19.4 | 19.4 | 19.4 | 21.1 | 21.1 | 21.1 | 21.1 | 21.1 | 21.1 | 21.1 | 21.1 | 21.1 | 21.1 | 21.1 | 21.1 | 21.1 | 19.4 | 19.4 | 19.4 | 19.4
Outpatient_Stair_HTGSETP_SPEED | Thermostat Setpoint | C | Wkdy ¦ Default | 2014-01-01 | 2014-12-31 | Hourly | 19.4 | 19.4 | 19.4 | 19.4 | 21.1 | 21.1 | 21.1 | 21.1 | 21.1 | 21.1 | 21.1 | 21.1 | 21.1 | 21.1 | 21.1 | 21.1 | 21.1 | 21.1 | 21.1 | 21.1 | 21.1 | 21.1 | 19.4 | 19.4
Outpatient_Stair_OCC_SPEED | Occupancy |  | WntrDsn | 2014-01-01 | 2014-12-31 | Constant | Hr 1: 0
Outpatient_Stair_OCC_SPEED | Occupancy |  | SmrDsn | 2014-01-01 | 2014-12-31 | Constant | bar: Hr 1
Outpatient_Stair_OCC_SPEED | Occupancy |  | Sun | 2014-01-01 | 2014-12-31 | Hourly | 0 | 0 | 0 | 0 | 0 | 0 | 0 | 0 | 0.05 | 0.05 | 0.05 | 0.05 | 0.05 | 0.05 | 0.05 | 0.05 | 0.05 | 0 | 0 | 0 | 0 | 0 | 0 | 0
Outpatient_Stair_OCC_SPEED | Occupancy |  | Sat | 2014-01-01 | 2014-12-31 | Hourly | 0.05 | 0.05 | 0.05 | 0.05 | 0.05 | 0.05 | 0.05 | 0.2 | 0.2 | 0.3 | 0.3 | 0.3 | 0.3 | 0.3 | 0.3 | 0.2 | 0.2 | 0.2 | 0.2 | 0.2 | 0.05 | 0.05 | 0.05 | 0.05
Outpatient_Stair_OCC_SPEED | Occupancy |  | Wkdy ¦ Default | 2014-01-01 | 2014-12-31 | Hourly | 0.05 | 0.05 | 0.05 | 0.05 | 0.2 | 0.2 | 0.5 | 0.9 | 0.9 | 0.9 | 0.9 | 0.9 | 0.9 | 0.9 | 0.9 | 0.9 | 0.9 | 0.9 | 0.5 | 0.5 | 0.2 | 0.2 | 0.05 | 0.05
Outpatient_Stair_LIGHT_2007_SPEED | Lighting |  | WntrDsn | 2014-01-01 | 2014-12-31 | Constant | Hr 1: 0
Outpatient_Stair_LIGHT_2007_SPEED | Lighting |  | SmrDsn | 2014-01-01 | 2014-12-31 | Constant | bar: Hr 1
Outpatient_Stair_LIGHT_2007_SPEED | Lighting |  | Sun | 2014-01-01 | 2014-12-31 | Hourly | 0.05 | 0.05 | 0.05 | 0.05 | 0.05 | 0.05 | 0.05 | 0.05 | 0.1 | 0.1 | 0.1 | 0.1 | 0.1 | 0.1 | 0.1 | 0.1 | 0.1 | 0.05 | 0.05 | 0.05 | 0.05 | 0.05 | 0.05 | 0.05
Outpatient_Stair_LIGHT_2007_SPEED | Lighting |  | Sat | 2014-01-01 | 2014-12-31 | Hourly | 0.1 | 0.1 | 0.1 | 0.1 | 0.1 | 0.1 | 0.1 | 0.3 | 0.3 | 0.4 | 0.4 | 0.4 | 0.4 | 0.4 | 0.4 | 0.3 | 0.3 | 0.3 | 0.3 | 0.3 | 0.1 | 0.1 | 0.1 | 0.1
Outpatient_Stair_LIGHT_2007_SPEED | Lighting |  | Wkdy ¦ Default | 2014-01-01 | 2014-12-31 | Hourly | 0.1 | 0.1 | 0.1 | 0.1 | 0.3 | 0.3 | 0.6 | 0.9 | 0.9 | 0.9 | 0.9 | 0.9 | 0.9 | 0.9 | 0.9 | 0.9 | 0.9 | 0.9 | 0.6 | 0.6 | 0.3 | 0.3 | 0.1 | 0.1
Outpatient_Stair_EQUIP_2007_SPEED | Equipment |  | WntrDsn | 2014-01-01 | 2014-12-31 | Constant | Hr 1: 0
Outpatient_Stair_EQUIP_2007_SPEED | Equipment |  | SmrDsn | 2014-01-01 | 2014-12-31 | Constant | bar: Hr 1
Outpatient_Stair_EQUIP_2007_SPEED | Equipment |  | Sun | 2014-01-01 | 2014-12-31 | Hourly | 0.3 | 0.3 | 0.3 | 0.3 | 0.3 | 0.3 | 0.3 | 0.3 | 0.5 | 0.5 | 0.5 | 0.5 | 0.5 | 0.5 | 0.5 | 0.5 | 0.5 | 0.3 | 0.3 | 0.3 | 0.3 | 0.3 | 0.3 | 0.3
Outpatient_Stair_EQUIP_2007_SPEED | Equipment |  | Sat | 2014-01-01 | 2014-12-31 | Hourly | 0.3 | 0.3 | 0.3 | 0.3 | 0.3 | 0.3 | 0.3 | 0.5 | 0.5 | 0.8 | 0.8 | 0.8 | 0.8 | 0.8 | 0.8 | 0.5 | 0.5 | 0.5 | 0.5 | 0.5 | 0.3 | 0.3 | 0.3 | 0.3
Outpatient_Stair_EQUIP_2007_SPEED | Equipment |  | Wkdy ¦ Default | 2014-01-01 | 2014-12-31 | Hourly | 0.3 | 0.3 | 0.3 | 0.3 | 0.5 | 0.5 | 1 | 1 | 1 | 1 | 1 | 1 | 1 | 1 | 1 | 1 | 1 | 1 | 0.5 | 0.5 | 0.3 | 0.3 | 0.3 | 0.3
Outpatient_Stair_LIGHT_2010_SPEED | Lighting |  | WntrDsn | 2014-01-01 | 2014-12-31 | Constant | Hr 1: 0
Outpatient_Stair_LIGHT_2010_SPEED | Lighting |  | SmrDsn | 2014-01-01 | 2014-12-31 | Constant | bar: Hr 1
Outpatient_Stair_LIGHT_2010_SPEED | Lighting |  | Sun | 2014-01-01 | 2014-12-31 | Hourly | 0.05 | 0.05 | 0.05 | 0.05 | 0.05 | 0.05 | 0.05 | 0.05 | 0.1 | 0.1 | 0.1 | 0.1 | 0.1 | 0.1 | 0.1 | 0.1 | 0.1 | 0.05 | 0.05 | 0.05 | 0.05 | 0.05 | 0.05 | 0.05
Outpatient_Stair_LIGHT_2010_SPEED | Lighting |  | Sat | 2014-01-01 | 2014-12-31 | Hourly | 0.1 | 0.1 | 0.1 | 0.1 | 0.1 | 0.1 | 0.1 | 0.3 | 0.3 | 0.4 | 0.4 | 0.4 | 0.4 | 0.4 | 0.4 | 0.3 | 0.3 | 0.3 | 0.3 | 0.3 | 0.1 | 0.1 | 0.1 | 0.1
Outpatient_Stair_LIGHT_2010_SPEED | Lighting |  | Wkdy ¦ Default | 2014-01-01 | 2014-12-31 | Hourly | 0.1 | 0.1 | 0.1 | 0.1 | 0.3 | 0.3 | 0.6 | 0.9 | 0.9 | 0.9 | 0.9 | 0.9 | 0.9 | 0.9 | 0.9 | 0.9 | 0.9 | 0.9 | 0.6 | 0.6 | 0.3 | 0.3 | 0.1 | 0.1
Outpatient_Stair_EQUIP_2010_SPEED | Equipment |  | WntrDsn | 2014-01-01 | 2014-12-31 | Constant | Hr 1: 0
Outpatient_Stair_EQUIP_2010_SPEED | Equipment |  | SmrDsn | 2014-01-01 | 2014-12-31 | Constant | bar: Hr 1
Outpatient_Stair_EQUIP_2010_SPEED | Equipment |  | Sun | 2014-01-01 | 2014-12-31 | Hourly | 0.3 | 0.3 | 0.3 | 0.3 | 0.3 | 0.3 | 0.3 | 0.3 | 0.5 | 0.5 | 0.5 | 0.5 | 0.5 | 0.5 | 0.5 | 0.5 | 0.5 | 0.3 | 0.3 | 0.3 | 0.3 | 0.3 | 0.3 | 0.3
Outpatient_Stair_EQUIP_2010_SPEED | Equipment |  | Sat | 2014-01-01 | 2014-12-31 | Hourly | 0.3 | 0.3 | 0.3 | 0.3 | 0.3 | 0.3 | 0.3 | 0.5 | 0.5 | 0.8 | 0.8 | 0.8 | 0.8 | 0.8 | 0.8 | 0.5 | 0.5 | 0.5 | 0.5 | 0.5 | 0.3 | 0.3 | 0.3 | 0.3
Outpatient_Stair_EQUIP_2010_SPEED | Equipment |  | Wkdy ¦ Default | 2014-01-01 | 2014-12-31 | Hourly | 0.3 | 0.3 | 0.3 | 0.3 | 0.5 | 0.5 | 1 | 1 | 1 | 1 | 1 | 1 | 1 | 1 | 1 | 1 | 1 | 1 | 0.5 | 0.5 | 0.3 | 0.3 | 0.3 | 0.3
Outpatient_Stair_LIGHT_2013_SPEED | Lighting |  | WntrDsn | 2014-01-01 | 2014-12-31 | Constant | Hr 1: 0
Outpatient_Stair_LIGHT_2013_SPEED | Lighting |  | SmrDsn | 2014-01-01 | 2014-12-31 | Constant | bar: Hr 1
Outpatient_Stair_LIGHT_2013_SPEED | Lighting |  | Sun | 2014-01-01 | 2014-12-31 | Hourly | 0.05 | 0.05 | 0.05 | 0.05 | 0.05 | 0.05 | 0.05 | 0.05 | 0.1 | 0.1 | 0.1 | 0.1 | 0.1 | 0.1 | 0.1 | 0.1 | 0.1 | 0.05 | 0.05 | 0.05 | 0.05 | 0.05 | 0.05 | 0.05
Outpatient_Stair_LIGHT_2013_SPEED | Lighting |  | Sat | 2014-01-01 | 2014-12-31 | Hourly | 0.1 | 0.1 | 0.1 | 0.1 | 0.1 | 0.1 | 0.1 | 0.3 | 0.3 | 0.4 | 0.4 | 0.4 | 0.4 | 0.4 | 0.4 | 0.3 | 0.3 | 0.3 | 0.3 | 0.3 | 0.1 | 0.1 | 0.1 | 0.1
Outpatient_Stair_LIGHT_2013_SPEED | Lighting |  | Wkdy ¦ Default | 2014-01-01 | 2014-12-31 | Hourly | 0.1 | 0.1 | 0.1 | 0.1 | 0.3 | 0.3 | 0.6 | 0.9 | 0.9 | 0.9 | 0.9 | 0.9 | 0.9 | 0.9 | 0.9 | 0.9 | 0.9 | 0.9 | 0.6 | 0.6 | 0.3 | 0.3 | 0.1 | 0.1
Outpatient_Stair_EQUIP_2013_SPEED | Equipment |  | WntrDsn | 2014-01-01 | 2014-12-31 | Constant | Hr 1: 0
Outpatient_Stair_EQUIP_2013_SPEED | Equipment |  | SmrDsn | 2014-01-01 | 2014-12-31 | Constant | bar: Hr 1
Outpatient_Stair_EQUIP_2013_SPEED | Equipment |  | Sun | 2014-01-01 | 2014-12-31 | Hourly | 0.3 | 0.3 | 0.3 | 0.3 | 0.3 | 0.3 | 0.3 | 0.3 | 0.5 | 0.5 | 0.5 | 0.5 | 0.5 | 0.5 | 0.5 | 0.5 | 0.5 | 0.3 | 0.3 | 0.3 | 0.3 | 0.3 | 0.3 | 0.3
Outpatient_Stair_EQUIP_2013_SPEED | Equipment |  | Sat | 2014-01-01 | 2014-12-31 | Hourly | 0.3 | 0.3 | 0.3 | 0.3 | 0.3 | 0.3 | 0.3 | 0.5 | 0.5 | 0.8 | 0.8 | 0.8 | 0.8 | 0.8 | 0.8 | 0.5 | 0.5 | 0.5 | 0.5 | 0.5 | 0.3 | 0.3 | 0.3 | 0.3
Outpatient_Stair_EQUIP_2013_SPEED | Equipment |  | Wkdy ¦ Default | 2014-01-01 | 2014-12-31 | Hourly | 0.3 | 0.3 | 0.3 | 0.3 | 0.5 | 0.5 | 1 | 1 | 1 | 1 | 1 | 1 | 1 | 1 | 1 | 1 | 1 | 1 | 0.5 | 0.5 | 0.3 | 0.3 | 0.3 | 0.3
Outpatient_Stair_INFIL_SPEED | Infiltration |  | WntrDsn | 2014-01-01 | 2014-12-31 | Constant | bar: Hr 1
Outpatient_Stair_INFIL_SPEED | Infiltration |  | SmrDsn | 2014-01-01 | 2014-12-31 | Constant | bar: Hr 1
Outpatient_Stair_INFIL_SPEED | Infiltration |  | Sun | 2014-01-01 | 2014-12-31 | Constant | Hr 1: 0.5
Outpatient_Stair_INFIL_SPEED | Infiltration |  | Sat | 2014-01-01 | 2014-12-31 | Constant | Hr 1: 0.5
Outpatient_Stair_INFIL_SPEED | Infiltration |  | Wkdy ¦ Default | 2014-01-01 | 2014-12-31 | Constant | Hr 1: 0.5
Outpatient_Stair_ACTIVITY_SPEED | Activity | W | WntrDsn | 2014-01-01 | 2014-12-31 | Constant | Hr 1: 120
Outpatient_Stair_ACTIVITY_SPEED | Activity | W | SmrDsn | 2014-01-01 | 2014-12-31 | Constant | Hr 1: 120
Outpatient_Stair_ACTIVITY_SPEED | Activity | W | Sun | 2014-01-01 | 2014-12-31 | Constant | Hr 1: 120
Outpatient_Stair_ACTIVITY_SPEED | Activity | W | Sat | 2014-01-01 | 2014-12-31 | Constant | Hr 1: 120
Outpatient_Stair_ACTIVITY_SPEED | Activity | W | Wkdy ¦ Default | 2014-01-01 | 2014-12-31 | Constant | Hr 1: 120
Outpatient_Stair_OA_SPEED | OA Air |  | WntrDsn | 2014-01-01 | 2014-12-31 | Constant | bar: Hr 1
Outpatient_Stair_OA_SPEED | OA Air |  | SmrDsn | 2014-01-01 | 2014-12-31 | Constant | bar: Hr 1
Outpatient_Stair_OA_SPEED | OA Air |  | Sun | 2014-01-01 | 2014-12-31 | Hourly | 0 | 0 | 0 | 0 | 0 | 0 | 0 | 0 | 0 | 0 | 0 | 0 | 0 | 0 | 0 | 0 | 0 | 0 | 0 | 0 | 0 | 0 | 0 | 0
Outpatient_Stair_OA_SPEED | OA Air |  | Sat | 2014-01-01 | 2014-12-31 | Hourly | 0 | 0 | 0 | 0 | 0 | 0 | 0 | 1 | 1 | 1 | 1 | 1 | 1 | 1 | 1 | 1 | 1 | 1 | 1 | 1 | 0 | 0 | 0 | 0
Outpatient_Stair_OA_SPEED | OA Air |  | Wkdy ¦ Default | 2014-01-01 | 2014-12-31 | Hourly | 0 | 0 | 0 | 0 | 1 | 1 | 1 | 1 | 1 | 1 | 1 | 1 | 1 | 1 | 1 | 1 | 1 | 1 | 1 | 1 | 1 | 1 | 0 | 0
Outpatient_Mechanical_CLGSETP_SPEED | Thermostat Setpoint | C | WntrDsn | 2014-01-01 | 2014-12-31 | Constant | Hr 1: 23.9
Outpatient_Mechanical_CLGSETP_SPEED | Thermostat Setpoint | C | SmrDsn | 2014-01-01 | 2014-12-31 | Constant | Hr 1: 23.9
Outpatient_Mechanical_CLGSETP_SPEED | Thermostat Setpoint | C | Sun | 2014-01-01 | 2014-12-31 | Hourly | 25.6 | 25.6 | 25.6 | 25.6 | 25.6 | 25.6 | 25.6 | 25.6 | 25.6 | 25.6 | 25.6 | 25.6 | 25.6 | 25.6 | 25.6 | 25.6 | 25.6 | 25.6 | 25.6 | 25.6 | 25.6 | 25.6 | 25.6 | 25.6
Outpatient_Mechanical_CLGSETP_SPEED | Thermostat Setpoint | C | Sat | 2014-01-01 | 2014-12-31 | Hourly | 25.6 | 25.6 | 25.6 | 25.6 | 25.6 | 25.6 | 25.6 | 23.9 | 23.9 | 23.9 | 23.9 | 23.9 | 23.9 | 23.9 | 23.9 | 23.9 | 23.9 | 23.9 | 23.9 | 23.9 | 25.6 | 25.6 | 25.6 | 25.6
Outpatient_Mechanical_CLGSETP_SPEED | Thermostat Setpoint | C | Wkdy ¦ Default | 2014-01-01 | 2014-12-31 | Hourly | 25.6 | 25.6 | 25.6 | 25.6 | 23.9 | 23.9 | 23.9 | 23.9 | 23.9 | 23.9 | 23.9 | 23.9 | 23.9 | 23.9 | 23.9 | 23.9 | 23.9 | 23.9 | 23.9 | 23.9 | 23.9 | 23.9 | 25.6 | 25.6
Outpatient_Mechanical_HTGSETP_SPEED | Thermostat Setpoint | C | WntrDsn | 2014-01-01 | 2014-12-31 | Constant | Hr 1: 21.1
Outpatient_Mechanical_HTGSETP_SPEED | Thermostat Setpoint | C | SmrDsn | 2014-01-01 | 2014-12-31 | Constant | Hr 1: 21.1
Outpatient_Mechanical_HTGSETP_SPEED | Thermostat Setpoint | C | Sun | 2014-01-01 | 2014-12-31 | Hourly | 19.4 | 19.4 | 19.4 | 19.4 | 19.4 | 19.4 | 19.4 | 19.4 | 19.4 | 19.4 | 19.4 | 19.4 | 19.4 | 19.4 | 19.4 | 19.4 | 19.4 | 19.4 | 19.4 | 19.4 | 19.4 | 19.4 | 19.4 | 19.4
Outpatient_Mechanical_HTGSETP_SPEED | Thermostat Setpoint | C | Sat | 2014-01-01 | 2014-12-31 | Hourly | 19.4 | 19.4 | 19.4 | 19.4 | 19.4 | 19.4 | 19.4 | 21.1 | 21.1 | 21.1 | 21.1 | 21.1 | 21.1 | 21.1 | 21.1 | 21.1 | 21.1 | 21.1 | 21.1 | 21.1 | 19.4 | 19.4 | 19.4 | 19.4
Outpatient_Mechanical_HTGSETP_SPEED | Thermostat Setpoint | C | Wkdy ¦ Default | 2014-01-01 | 2014-12-31 | Hourly | 19.4 | 19.4 | 19.4 | 19.4 | 21.1 | 21.1 | 21.1 | 21.1 | 21.1 | 21.1 | 21.1 | 21.1 | 21.1 | 21.1 | 21.1 | 21.1 | 21.1 | 21.1 | 21.1 | 21.1 | 21.1 | 21.1 | 19.4 | 19.4
Outpatient_Mechanical_OCC_SPEED | Occupancy |  | WntrDsn | 2014-01-01 | 2014-12-31 | Constant | Hr 1: 0
Outpatient_Mechanical_OCC_SPEED | Occupancy |  | SmrDsn | 2014-01-01 | 2014-12-31 | Constant | bar: Hr 1
Outpatient_Mechanical_OCC_SPEED | Occupancy |  | Sun | 2014-01-01 | 2014-12-31 | Hourly | 0 | 0 | 0 | 0 | 0 | 0 | 0 | 0 | 0.05 | 0.05 | 0.05 | 0.05 | 0.05 | 0.05 | 0.05 | 0.05 | 0.05 | 0 | 0 | 0 | 0 | 0 | 0 | 0
Outpatient_Mechanical_OCC_SPEED | Occupancy |  | Sat | 2014-01-01 | 2014-12-31 | Hourly | 0.05 | 0.05 | 0.05 | 0.05 | 0.05 | 0.05 | 0.05 | 0.2 | 0.2 | 0.3 | 0.3 | 0.3 | 0.3 | 0.3 | 0.3 | 0.2 | 0.2 | 0.2 | 0.2 | 0.2 | 0.05 | 0.05 | 0.05 | 0.05
Outpatient_Mechanical_OCC_SPEED | Occupancy |  | Wkdy ¦ Default | 2014-01-01 | 2014-12-31 | Hourly | 0.05 | 0.05 | 0.05 | 0.05 | 0.2 | 0.2 | 0.5 | 0.9 | 0.9 | 0.9 | 0.9 | 0.9 | 0.9 | 0.9 | 0.9 | 0.9 | 0.9 | 0.9 | 0.5 | 0.5 | 0.2 | 0.2 | 0.05 | 0.05
Outpatient_Mechanical_LIGHT_2007_SPEED | Lighting |  | WntrDsn | 2014-01-01 | 2014-12-31 | Constant | Hr 1: 0
Outpatient_Mechanical_LIGHT_2007_SPEED | Lighting |  | SmrDsn | 2014-01-01 | 2014-12-31 | Constant | bar: Hr 1
Outpatient_Mechanical_LIGHT_2007_SPEED | Lighting |  | Sun | 2014-01-01 | 2014-12-31 | Hourly | 0.05 | 0.05 | 0.05 | 0.05 | 0.05 | 0.05 | 0.05 | 0.05 | 0.1 | 0.1 | 0.1 | 0.1 | 0.1 | 0.1 | 0.1 | 0.1 | 0.1 | 0.05 | 0.05 | 0.05 | 0.05 | 0.05 | 0.05 | 0.05
Outpatient_Mechanical_LIGHT_2007_SPEED | Lighting |  | Sat | 2014-01-01 | 2014-12-31 | Hourly | 0.1 | 0.1 | 0.1 | 0.1 | 0.1 | 0.1 | 0.1 | 0.3 | 0.3 | 0.4 | 0.4 | 0.4 | 0.4 | 0.4 | 0.4 | 0.3 | 0.3 | 0.3 | 0.3 | 0.3 | 0.1 | 0.1 | 0.1 | 0.1
Outpatient_Mechanical_LIGHT_2007_SPEED | Lighting |  | Wkdy ¦ Default | 2014-01-01 | 2014-12-31 | Hourly | 0.1 | 0.1 | 0.1 | 0.1 | 0.3 | 0.3 | 0.6 | 0.9 | 0.9 | 0.9 | 0.9 | 0.9 | 0.9 | 0.9 | 0.9 | 0.9 | 0.9 | 0.9 | 0.6 | 0.6 | 0.3 | 0.3 | 0.1 | 0.1
Outpatient_Mechanical_EQUIP_2007_SPEED | Equipment |  | WntrDsn | 2014-01-01 | 2014-12-31 | Constant | Hr 1: 0
Outpatient_Mechanical_EQUIP_2007_SPEED | Equipment |  | SmrDsn | 2014-01-01 | 2014-12-31 | Constant | bar: Hr 1
Outpatient_Mechanical_EQUIP_2007_SPEED | Equipment |  | Sun | 2014-01-01 | 2014-12-31 | Hourly | 0.3 | 0.3 | 0.3 | 0.3 | 0.3 | 0.3 | 0.3 | 0.3 | 0.5 | 0.5 | 0.5 | 0.5 | 0.5 | 0.5 | 0.5 | 0.5 | 0.5 | 0.3 | 0.3 | 0.3 | 0.3 | 0.3 | 0.3 | 0.3
Outpatient_Mechanical_EQUIP_2007_SPEED | Equipment |  | Sat | 2014-01-01 | 2014-12-31 | Hourly | 0.3 | 0.3 | 0.3 | 0.3 | 0.3 | 0.3 | 0.3 | 0.5 | 0.5 | 0.8 | 0.8 | 0.8 | 0.8 | 0.8 | 0.8 | 0.5 | 0.5 | 0.5 | 0.5 | 0.5 | 0.3 | 0.3 | 0.3 | 0.3
Outpatient_Mechanical_EQUIP_2007_SPEED | Equipment |  | Wkdy ¦ Default | 2014-01-01 | 2014-12-31 | Hourly | 0.3 | 0.3 | 0.3 | 0.3 | 0.5 | 0.5 | 1 | 1 | 1 | 1 | 1 | 1 | 1 | 1 | 1 | 1 | 1 | 1 | 0.5 | 0.5 | 0.3 | 0.3 | 0.3 | 0.3
Outpatient_Mechanical_LIGHT_2010_SPEED | Lighting |  | WntrDsn | 2014-01-01 | 2014-12-31 | Constant | Hr 1: 0
Outpatient_Mechanical_LIGHT_2010_SPEED | Lighting |  | SmrDsn | 2014-01-01 | 2014-12-31 | Constant | bar: Hr 1
Outpatient_Mechanical_LIGHT_2010_SPEED | Lighting |  | Sun | 2014-01-01 | 2014-12-31 | Hourly | 0.05 | 0.05 | 0.05 | 0.05 | 0.05 | 0.05 | 0.05 | 0.05 | 0.1 | 0.1 | 0.1 | 0.1 | 0.1 | 0.1 | 0.1 | 0.1 | 0.1 | 0.05 | 0.05 | 0.05 | 0.05 | 0.05 | 0.05 | 0.05
Outpatient_Mechanical_LIGHT_2010_SPEED | Lighting |  | Sat | 2014-01-01 | 2014-12-31 | Hourly | 0.1 | 0.1 | 0.1 | 0.1 | 0.1 | 0.1 | 0.1 | 0.3 | 0.3 | 0.4 | 0.4 | 0.4 | 0.4 | 0.4 | 0.4 | 0.3 | 0.3 | 0.3 | 0.3 | 0.3 | 0.1 | 0.1 | 0.1 | 0.1
Outpatient_Mechanical_LIGHT_2010_SPEED | Lighting |  | Wkdy ¦ Default | 2014-01-01 | 2014-12-31 | Hourly | 0.1 | 0.1 | 0.1 | 0.1 | 0.3 | 0.3 | 0.6 | 0.9 | 0.9 | 0.9 | 0.9 | 0.9 | 0.9 | 0.9 | 0.9 | 0.9 | 0.9 | 0.9 | 0.6 | 0.6 | 0.3 | 0.3 | 0.1 | 0.1
Outpatient_Mechanical_EQUIP_2010_SPEED | Equipment |  | WntrDsn | 2014-01-01 | 2014-12-31 | Constant | Hr 1: 0
Outpatient_Mechanical_EQUIP_2010_SPEED | Equipment |  | SmrDsn | 2014-01-01 | 2014-12-31 | Constant | bar: Hr 1
Outpatient_Mechanical_EQUIP_2010_SPEED | Equipment |  | Sun | 2014-01-01 | 2014-12-31 | Hourly | 0.3 | 0.3 | 0.3 | 0.3 | 0.3 | 0.3 | 0.3 | 0.3 | 0.5 | 0.5 | 0.5 | 0.5 | 0.5 | 0.5 | 0.5 | 0.5 | 0.5 | 0.3 | 0.3 | 0.3 | 0.3 | 0.3 | 0.3 | 0.3
Outpatient_Mechanical_EQUIP_2010_SPEED | Equipment |  | Sat | 2014-01-01 | 2014-12-31 | Hourly | 0.3 | 0.3 | 0.3 | 0.3 | 0.3 | 0.3 | 0.3 | 0.5 | 0.5 | 0.8 | 0.8 | 0.8 | 0.8 | 0.8 | 0.8 | 0.5 | 0.5 | 0.5 | 0.5 | 0.5 | 0.3 | 0.3 | 0.3 | 0.3
Outpatient_Mechanical_EQUIP_2010_SPEED | Equipment |  | Wkdy ¦ Default | 2014-01-01 | 2014-12-31 | Hourly | 0.3 | 0.3 | 0.3 | 0.3 | 0.5 | 0.5 | 1 | 1 | 1 | 1 | 1 | 1 | 1 | 1 | 1 | 1 | 1 | 1 | 0.5 | 0.5 | 0.3 | 0.3 | 0.3 | 0.3
Outpatient_Mechanical_LIGHT_2013_SPEED | Lighting |  | WntrDsn | 2014-01-01 | 2014-12-31 | Constant | Hr 1: 0
Outpatient_Mechanical_LIGHT_2013_SPEED | Lighting |  | SmrDsn | 2014-01-01 | 2014-12-31 | Constant | bar: Hr 1
Outpatient_Mechanical_LIGHT_2013_SPEED | Lighting |  | Sun | 2014-01-01 | 2014-12-31 | Hourly | 0.05 | 0.05 | 0.05 | 0.05 | 0.05 | 0.05 | 0.05 | 0.05 | 0.1 | 0.1 | 0.1 | 0.1 | 0.1 | 0.1 | 0.1 | 0.1 | 0.1 | 0.05 | 0.05 | 0.05 | 0.05 | 0.05 | 0.05 | 0.05
Outpatient_Mechanical_LIGHT_2013_SPEED | Lighting |  | Sat | 2014-01-01 | 2014-12-31 | Hourly | 0.1 | 0.1 | 0.1 | 0.1 | 0.1 | 0.1 | 0.1 | 0.3 | 0.3 | 0.4 | 0.4 | 0.4 | 0.4 | 0.4 | 0.4 | 0.3 | 0.3 | 0.3 | 0.3 | 0.3 | 0.1 | 0.1 | 0.1 | 0.1
Outpatient_Mechanical_LIGHT_2013_SPEED | Lighting |  | Wkdy ¦ Default | 2014-01-01 | 2014-12-31 | Hourly | 0.1 | 0.1 | 0.1 | 0.1 | 0.3 | 0.3 | 0.6 | 0.9 | 0.9 | 0.9 | 0.9 | 0.9 | 0.9 | 0.9 | 0.9 | 0.9 | 0.9 | 0.9 | 0.6 | 0.6 | 0.3 | 0.3 | 0.1 | 0.1
Outpatient_Mechanical_EQUIP_2013_SPEED | Equipment |  | WntrDsn | 2014-01-01 | 2014-12-31 | Constant | Hr 1: 0
Outpatient_Mechanical_EQUIP_2013_SPEED | Equipment |  | SmrDsn | 2014-01-01 | 2014-12-31 | Constant | bar: Hr 1
Outpatient_Mechanical_EQUIP_2013_SPEED | Equipment |  | Sun | 2014-01-01 | 2014-12-31 | Hourly | 0.3 | 0.3 | 0.3 | 0.3 | 0.3 | 0.3 | 0.3 | 0.3 | 0.5 | 0.5 | 0.5 | 0.5 | 0.5 | 0.5 | 0.5 | 0.5 | 0.5 | 0.3 | 0.3 | 0.3 | 0.3 | 0.3 | 0.3 | 0.3
Outpatient_Mechanical_EQUIP_2013_SPEED | Equipment |  | Sat | 2014-01-01 | 2014-12-31 | Hourly | 0.3 | 0.3 | 0.3 | 0.3 | 0.3 | 0.3 | 0.3 | 0.5 | 0.5 | 0.8 | 0.8 | 0.8 | 0.8 | 0.8 | 0.8 | 0.5 | 0.5 | 0.5 | 0.5 | 0.5 | 0.3 | 0.3 | 0.3 | 0.3
Outpatient_Mechanical_EQUIP_2013_SPEED | Equipment |  | Wkdy ¦ Default | 2014-01-01 | 2014-12-31 | Hourly | 0.3 | 0.3 | 0.3 | 0.3 | 0.5 | 0.5 | 1 | 1 | 1 | 1 | 1 | 1 | 1 | 1 | 1 | 1 | 1 | 1 | 0.5 | 0.5 | 0.3 | 0.3 | 0.3 | 0.3
Outpatient_Mechanical_INFIL_SPEED | Infiltration |  | WntrDsn | 2014-01-01 | 2014-12-31 | Constant | bar: Hr 1
Outpatient_Mechanical_INFIL_SPEED | Infiltration |  | SmrDsn | 2014-01-01 | 2014-12-31 | Constant | bar: Hr 1
Outpatient_Mechanical_INFIL_SPEED | Infiltration |  | Sun | 2014-01-01 | 2014-12-31 | Constant | Hr 1: 0.5
Outpatient_Mechanical_INFIL_SPEED | Infiltration |  | Sat | 2014-01-01 | 2014-12-31 | Constant | Hr 1: 0.5
Outpatient_Mechanical_INFIL_SPEED | Infiltration |  | Wkdy ¦ Default | 2014-01-01 | 2014-12-31 | Constant | Hr 1: 0.5
Outpatient_Mechanical_ACTIVITY_SPEED | Activity | W | WntrDsn | 2014-01-01 | 2014-12-31 | Constant | Hr 1: 120
Outpatient_Mechanical_ACTIVITY_SPEED | Activity | W | SmrDsn | 2014-01-01 | 2014-12-31 | Constant | Hr 1: 120
Outpatient_Mechanical_ACTIVITY_SPEED | Activity | W | Sun | 2014-01-01 | 2014-12-31 | Constant | Hr 1: 120
Outpatient_Mechanical_ACTIVITY_SPEED | Activity | W | Sat | 2014-01-01 | 2014-12-31 | Constant | Hr 1: 120
Outpatient_Mechanical_ACTIVITY_SPEED | Activity | W | Wkdy ¦ Default | 2014-01-01 | 2014-12-31 | Constant | Hr 1: 120
Outpatient_Mechanical_OA_SPEED | OA Air |  | WntrDsn | 2014-01-01 | 2014-12-31 | Constant | bar: Hr 1
Outpatient_Mechanical_OA_SPEED | OA Air |  | SmrDsn | 2014-01-01 | 2014-12-31 | Constant | bar: Hr 1
Outpatient_Mechanical_OA_SPEED | OA Air |  | Sun | 2014-01-01 | 2014-12-31 | Hourly | 0 | 0 | 0 | 0 | 0 | 0 | 0 | 0 | 0 | 0 | 0 | 0 | 0 | 0 | 0 | 0 | 0 | 0 | 0 | 0 | 0 | 0 | 0 | 0
Outpatient_Mechanical_OA_SPEED | OA Air |  | Sat | 2014-01-01 | 2014-12-31 | Hourly | 0 | 0 | 0 | 0 | 0 | 0 | 0 | 1 | 1 | 1 | 1 | 1 | 1 | 1 | 1 | 1 | 1 | 1 | 1 | 1 | 0 | 0 | 0 | 0
Outpatient_Mechanical_OA_SPEED | OA Air |  | Wkdy ¦ Default | 2014-01-01 | 2014-12-31 | Hourly | 0 | 0 | 0 | 0 | 1 | 1 | 1 | 1 | 1 | 1 | 1 | 1 | 1 | 1 | 1 | 1 | 1 | 1 | 1 | 1 | 1 | 1 | 0 | 0
HighriseApt_Office_CLGSETP_SPEED | Thermostat Setpoint | C | WntrDsn | 2014-01-01 | 2014-12-31 | Constant | Hr 1: 23.9
HighriseApt_Office_CLGSETP_SPEED | Thermostat Setpoint | C | SmrDsn | 2014-01-01 | 2014-12-31 | Constant | Hr 1: 23.9
HighriseApt_Office_CLGSETP_SPEED | Thermostat Setpoint | C | Sun | 2014-01-01 | 2014-12-31 | Constant | Hr 1: 25.6
HighriseApt_Office_CLGSETP_SPEED | Thermostat Setpoint | C | Sat | 2014-01-01 | 2014-12-31 | Constant | Hr 1: 25.6
HighriseApt_Office_CLGSETP_SPEED | Thermostat Setpoint | C | Wkdy ¦ Default | 2014-01-01 | 2014-12-31 | Hourly | 25.6 | 25.6 | 25.6 | 25.6 | 25.6 | 25.6 | 25.6 | 25.6 | 23.9 | 23.9 | 23.9 | 23.9 | 23.9 | 23.9 | 23.9 | 23.9 | 23.9 | 25.6 | 25.6 | 25.6 | 25.6 | 25.6 | 25.6 | 25.6
HighriseApt_Office_HTGSETP_SPEED | Thermostat Setpoint | C | WntrDsn | 2014-01-01 | 2014-12-31 | Constant | Hr 1: 21.1
HighriseApt_Office_HTGSETP_SPEED | Thermostat Setpoint | C | SmrDsn | 2014-01-01 | 2014-12-31 | Constant | Hr 1: 21.1
HighriseApt_Office_HTGSETP_SPEED | Thermostat Setpoint | C | Sun | 2014-01-01 | 2014-12-31 | Constant | Hr 1: 19.4
HighriseApt_Office_HTGSETP_SPEED | Thermostat Setpoint | C | Sat | 2014-01-01 | 2014-12-31 | Constant | Hr 1: 19.4
HighriseApt_Office_HTGSETP_SPEED | Thermostat Setpoint | C | Wkdy ¦ Default | 2014-01-01 | 2014-12-31 | Hourly | 19.4 | 19.4 | 19.4 | 19.4 | 19.4 | 19.4 | 19.4 | 19.4 | 21.1 | 21.1 | 21.1 | 21.1 | 21.1 | 21.1 | 21.1 | 21.1 | 21.1 | 19.4 | 19.4 | 19.4 | 19.4 | 19.4 | 19.4 | 19.4
HighriseApt_Office_OCC_SPEED | Occupancy |  | WntrDsn | 2014-01-01 | 2014-12-31 | Constant | Hr 1: 0
HighriseApt_Office_OCC_SPEED | Occupancy |  | SmrDsn | 2014-01-01 | 2014-12-31 | Constant | bar: Hr 1
HighriseApt_Office_OCC_SPEED | Occupancy |  | Sun | 2014-01-01 | 2014-12-31 | Constant | Hr 1: 0
HighriseApt_Office_OCC_SPEED | Occupancy |  | Sat | 2014-01-01 | 2014-12-31 | Constant | Hr 1: 0
HighriseApt_Office_OCC_SPEED | Occupancy |  | Wkdy ¦ Default | 2014-01-01 | 2014-12-31 | Hourly | 0 | 0 | 0 | 0 | 0 | 0 | 0 | 0 | 1 | 1 | 1 | 1 | 0.5 | 1 | 1 | 1 | 1 | 0 | 0 | 0 | 0 | 0 | 0 | 0
HighriseApt_Office_LIGHT_2007_SPEED | Lighting |  | WntrDsn | 2014-01-01 | 2014-12-31 | Constant | Hr 1: 0
HighriseApt_Office_LIGHT_2007_SPEED | Lighting |  | SmrDsn | 2014-01-01 | 2014-12-31 | Constant | bar: Hr 1
HighriseApt_Office_LIGHT_2007_SPEED | Lighting |  | Sun | 2014-01-01 | 2014-12-31 | Constant | Hr 1: 0.18
HighriseApt_Office_LIGHT_2007_SPEED | Lighting |  | Sat | 2014-01-01 | 2014-12-31 | Constant | Hr 1: 0.18
HighriseApt_Office_LIGHT_2007_SPEED | Lighting |  | Wkdy ¦ Default | 2014-01-01 | 2014-12-31 | Hourly | 0.18 | 0.18 | 0.18 | 0.18 | 0.18 | 0.18 | 0.18 | 0.18 | 0.9 | 0.9 | 0.9 | 0.9 | 0.8 | 0.9 | 0.9 | 0.9 | 0.9 | 0.18 | 0.18 | 0.18 | 0.18 | 0.18 | 0.18 | 0.18
HighriseApt_Office_EQUIP_2007_SPEED | Equipment |  | WntrDsn | 2014-01-01 | 2014-12-31 | Constant | Hr 1: 0
HighriseApt_Office_EQUIP_2007_SPEED | Equipment |  | SmrDsn | 2014-01-01 | 2014-12-31 | Constant | bar: Hr 1
HighriseApt_Office_EQUIP_2007_SPEED | Equipment |  | Sun | 2014-01-01 | 2014-12-31 | Constant | Hr 1: 0.33
HighriseApt_Office_EQUIP_2007_SPEED | Equipment |  | Sat | 2014-01-01 | 2014-12-31 | Constant | Hr 1: 0.33
HighriseApt_Office_EQUIP_2007_SPEED | Equipment |  | Wkdy ¦ Default | 2014-01-01 | 2014-12-31 | Hourly | 0.33 | 0.33 | 0.33 | 0.33 | 0.33 | 0.33 | 0.33 | 0.5 | 1 | 1 | 1 | 1 | 0.94 | 1 | 1 | 1 | 1 | 0.5 | 0.33 | 0.33 | 0.33 | 0.33 | 0.33 | 0.33
HighriseApt_Office_LIGHT_2010_SPEED | Lighting |  | WntrDsn | 2014-01-01 | 2014-12-31 | Constant | Hr 1: 0
HighriseApt_Office_LIGHT_2010_SPEED | Lighting |  | SmrDsn | 2014-01-01 | 2014-12-31 | Constant | bar: Hr 1
HighriseApt_Office_LIGHT_2010_SPEED | Lighting |  | Sun | 2014-01-01 | 2014-12-31 | Constant | Hr 1: 0.18
HighriseApt_Office_LIGHT_2010_SPEED | Lighting |  | Sat | 2014-01-01 | 2014-12-31 | Constant | Hr 1: 0.18
HighriseApt_Office_LIGHT_2010_SPEED | Lighting |  | Wkdy ¦ Default | 2014-01-01 | 2014-12-31 | Hourly | 0.18 | 0.18 | 0.18 | 0.18 | 0.18 | 0.18 | 0.18 | 0.18 | 0.76932 | 0.76932 | 0.76932 | 0.76932 | 0.68384 | 0.76932 | 0.76932 | 0.76932 | 0.76932 | 0.18 | 0.18 | 0.18 | 0.18 | 0.18 | 0.18 | 0.18
HighriseApt_Office_EQUIP_2010_SPEED | Equipment |  | WntrDsn | 2014-01-01 | 2014-12-31 | Constant | Hr 1: 0
HighriseApt_Office_EQUIP_2010_SPEED | Equipment |  | SmrDsn | 2014-01-01 | 2014-12-31 | Constant | bar: Hr 1
HighriseApt_Office_EQUIP_2010_SPEED | Equipment |  | Sun | 2014-01-01 | 2014-12-31 | Constant | Hr 1: 0.21863
HighriseApt_Office_EQUIP_2010_SPEED | Equipment |  | Sat | 2014-01-01 | 2014-12-31 | Constant | Hr 1: 0.21863
HighriseApt_Office_EQUIP_2010_SPEED | Equipment |  | Wkdy ¦ Default | 2014-01-01 | 2014-12-31 | Hourly | 0.21863 | 0.21863 | 0.21863 | 0.21863 | 0.21863 | 0.21863 | 0.21863 | 0.33125 | 0.92575 | 0.92575 | 0.92575 | 0.92575 | 0.87021 | 0.92575 | 0.92575 | 0.92575 | 0.92575 | 0.33125 | 0.21863 | 0.21863 | 0.21863 | 0.21863 | 0.21863 | 0.21863
HighriseApt_Office_LIGHT_2013_SPEED | Lighting |  | WntrDsn | 2014-01-01 | 2014-12-31 | Constant | Hr 1: 0
HighriseApt_Office_LIGHT_2013_SPEED | Lighting |  | SmrDsn | 2014-01-01 | 2014-12-31 | Constant | bar: Hr 1
HighriseApt_Office_LIGHT_2013_SPEED | Lighting |  | Sun | 2014-01-01 | 2014-12-31 | Constant | Hr 1: 0.18
HighriseApt_Office_LIGHT_2013_SPEED | Lighting |  | Sat | 2014-01-01 | 2014-12-31 | Constant | Hr 1: 0.18
HighriseApt_Office_LIGHT_2013_SPEED | Lighting |  | Wkdy ¦ Default | 2014-01-01 | 2014-12-31 | Hourly | 0.18 | 0.18 | 0.18 | 0.18 | 0.18 | 0.18 | 0.18 | 0.18 | 0.76932 | 0.76932 | 0.76932 | 0.76932 | 0.68384 | 0.76932 | 0.76932 | 0.76932 | 0.76932 | 0.18 | 0.18 | 0.18 | 0.18 | 0.18 | 0.18 | 0.18
HighriseApt_Office_EQUIP_2013_SPEED | Equipment |  | WntrDsn | 2014-01-01 | 2014-12-31 | Constant | Hr 1: 0
HighriseApt_Office_EQUIP_2013_SPEED | Equipment |  | SmrDsn | 2014-01-01 | 2014-12-31 | Constant | bar: Hr 1
HighriseApt_Office_EQUIP_2013_SPEED | Equipment |  | Sun | 2014-01-01 | 2014-12-31 | Constant | Hr 1: 0.21863
HighriseApt_Office_EQUIP_2013_SPEED | Equipment |  | Sat | 2014-01-01 | 2014-12-31 | Constant | Hr 1: 0.21863
HighriseApt_Office_EQUIP_2013_SPEED | Equipment |  | Wkdy ¦ Default | 2014-01-01 | 2014-12-31 | Hourly | 0.21863 | 0.21863 | 0.21863 | 0.21863 | 0.21863 | 0.21863 | 0.21863 | 0.33125 | 0.92575 | 0.92575 | 0.92575 | 0.92575 | 0.87021 | 0.92575 | 0.92575 | 0.92575 | 0.92575 | 0.33125 | 0.21863 | 0.21863 | 0.21863 | 0.21863 | 0.21863 | 0.21863
HighriseApt_Office_INFIL_SPEED | Infiltration |  | WntrDsn | 2014-01-01 | 2014-12-31 | Constant | bar: Hr 1
HighriseApt_Office_INFIL_SPEED | Infiltration |  | SmrDsn | 2014-01-01 | 2014-12-31 | Constant | bar: Hr 1
HighriseApt_Office_INFIL_SPEED | Infiltration |  | Sun | 2014-01-01 | 2014-12-31 | Constant | bar: Hr 1
HighriseApt_Office_INFIL_SPEED | Infiltration |  | Sat | 2014-01-01 | 2014-12-31 | Constant | bar: Hr 1
HighriseApt_Office_INFIL_SPEED | Infiltration |  | Wkdy ¦ Default | 2014-01-01 | 2014-12-31 | Constant | bar: Hr 1
HighriseApt_Office_ACTIVITY_SPEED | Activity | W | WntrDsn | 2014-01-01 | 2014-12-31 | Constant | Hr 1: 95
HighriseApt_Office_ACTIVITY_SPEED | Activity | W | SmrDsn | 2014-01-01 | 2014-12-31 | Constant | Hr 1: 95
HighriseApt_Office_ACTIVITY_SPEED | Activity | W | Sun | 2014-01-01 | 2014-12-31 | Constant | Hr 1: 95
HighriseApt_Office_ACTIVITY_SPEED | Activity | W | Sat | 2014-01-01 | 2014-12-31 | Constant | Hr 1: 95
HighriseApt_Office_ACTIVITY_SPEED | Activity | W | Wkdy ¦ Default | 2014-01-01 | 2014-12-31 | Constant | Hr 1: 95
HighriseApt_Office_OA_SPEED | OA Air |  | WntrDsn | 2014-01-01 | 2014-12-31 | Constant | bar: Hr 1
HighriseApt_Office_OA_SPEED | OA Air |  | SmrDsn | 2014-01-01 | 2014-12-31 | Constant | bar: Hr 1
HighriseApt_Office_OA_SPEED | OA Air |  | Sun | 2014-01-01 | 2014-12-31 | Constant | bar: Hr 1
HighriseApt_Office_OA_SPEED | OA Air |  | Sat | 2014-01-01 | 2014-12-31 | Constant | bar: Hr 1
HighriseApt_Office_OA_SPEED | OA Air |  | Wkdy ¦ Default | 2014-01-01 | 2014-12-31 | Hourly | 0 | 0 | 0 | 0 | 0 | 0 | 0 | 0 | 1 | 1 | 1 | 1 | 1 | 1 | 1 | 1 | 1 | 0 | 0 | 0 | 0 | 0 | 0 | 0
MidriseApt_Office_CLGSETP_SPEED | Thermostat Setpoint | C | WntrDsn | 2014-01-01 | 2014-12-31 | Constant | Hr 1: 23.9
MidriseApt_Office_CLGSETP_SPEED | Thermostat Setpoint | C | SmrDsn | 2014-01-01 | 2014-12-31 | Constant | Hr 1: 23.9
MidriseApt_Office_CLGSETP_SPEED | Thermostat Setpoint | C | Sun | 2014-01-01 | 2014-12-31 | Constant | Hr 1: 25.6
MidriseApt_Office_CLGSETP_SPEED | Thermostat Setpoint | C | Sat | 2014-01-01 | 2014-12-31 | Constant | Hr 1: 25.6
MidriseApt_Office_CLGSETP_SPEED | Thermostat Setpoint | C | Wkdy ¦ Default | 2014-01-01 | 2014-12-31 | Hourly | 25.6 | 25.6 | 25.6 | 25.6 | 25.6 | 25.6 | 25.6 | 25.6 | 23.9 | 23.9 | 23.9 | 23.9 | 23.9 | 23.9 | 23.9 | 23.9 | 23.9 | 25.6 | 25.6 | 25.6 | 25.6 | 25.6 | 25.6 | 25.6
MidriseApt_Office_HTGSETP_SPEED | Thermostat Setpoint | C | WntrDsn | 2014-01-01 | 2014-12-31 | Constant | Hr 1: 21.1
MidriseApt_Office_HTGSETP_SPEED | Thermostat Setpoint | C | SmrDsn | 2014-01-01 | 2014-12-31 | Constant | Hr 1: 21.1
MidriseApt_Office_HTGSETP_SPEED | Thermostat Setpoint | C | Sun | 2014-01-01 | 2014-12-31 | Constant | Hr 1: 19.4
MidriseApt_Office_HTGSETP_SPEED | Thermostat Setpoint | C | Sat | 2014-01-01 | 2014-12-31 | Constant | Hr 1: 19.4
MidriseApt_Office_HTGSETP_SPEED | Thermostat Setpoint | C | Wkdy ¦ Default | 2014-01-01 | 2014-12-31 | Hourly | 19.4 | 19.4 | 19.4 | 19.4 | 19.4 | 19.4 | 19.4 | 19.4 | 21.1 | 21.1 | 21.1 | 21.1 | 21.1 | 21.1 | 21.1 | 21.1 | 21.1 | 19.4 | 19.4 | 19.4 | 19.4 | 19.4 | 19.4 | 19.4
MidriseApt_Office_OCC_SPEED | Occupancy |  | WntrDsn | 2014-01-01 | 2014-12-31 | Constant | Hr 1: 0
MidriseApt_Office_OCC_SPEED | Occupancy |  | SmrDsn | 2014-01-01 | 2014-12-31 | Constant | bar: Hr 1
MidriseApt_Office_OCC_SPEED | Occupancy |  | Sun | 2014-01-01 | 2014-12-31 | Constant | Hr 1: 0
MidriseApt_Office_OCC_SPEED | Occupancy |  | Sat | 2014-01-01 | 2014-12-31 | Constant | Hr 1: 0
MidriseApt_Office_OCC_SPEED | Occupancy |  | Wkdy ¦ Default | 2014-01-01 | 2014-12-31 | Hourly | 0 | 0 | 0 | 0 | 0 | 0 | 0 | 0 | 1 | 1 | 1 | 1 | 0.5 | 1 | 1 | 1 | 1 | 0 | 0 | 0 | 0 | 0 | 0 | 0
MidriseApt_Office_LIGHT_2007_SPEED | Lighting |  | WntrDsn | 2014-01-01 | 2014-12-31 | Constant | Hr 1: 0
MidriseApt_Office_LIGHT_2007_SPEED | Lighting |  | SmrDsn | 2014-01-01 | 2014-12-31 | Constant | bar: Hr 1
MidriseApt_Office_LIGHT_2007_SPEED | Lighting |  | Sun | 2014-01-01 | 2014-12-31 | Constant | Hr 1: 0.18
MidriseApt_Office_LIGHT_2007_SPEED | Lighting |  | Sat | 2014-01-01 | 2014-12-31 | Constant | Hr 1: 0.18
MidriseApt_Office_LIGHT_2007_SPEED | Lighting |  | Wkdy ¦ Default | 2014-01-01 | 2014-12-31 | Hourly | 0.18 | 0.18 | 0.18 | 0.18 | 0.18 | 0.18 | 0.18 | 0.18 | 0.9 | 0.9 | 0.9 | 0.9 | 0.8 | 0.9 | 0.9 | 0.9 | 0.9 | 0.18 | 0.18 | 0.18 | 0.18 | 0.18 | 0.18 | 0.18
MidriseApt_Office_EQUIP_2007_SPEED | Equipment |  | WntrDsn | 2014-01-01 | 2014-12-31 | Constant | Hr 1: 0
MidriseApt_Office_EQUIP_2007_SPEED | Equipment |  | SmrDsn | 2014-01-01 | 2014-12-31 | Constant | bar: Hr 1
MidriseApt_Office_EQUIP_2007_SPEED | Equipment |  | Sun | 2014-01-01 | 2014-12-31 | Constant | Hr 1: 0.33
MidriseApt_Office_EQUIP_2007_SPEED | Equipment |  | Sat | 2014-01-01 | 2014-12-31 | Constant | Hr 1: 0.33
MidriseApt_Office_EQUIP_2007_SPEED | Equipment |  | Wkdy ¦ Default | 2014-01-01 | 2014-12-31 | Hourly | 0.33 | 0.33 | 0.33 | 0.33 | 0.33 | 0.33 | 0.33 | 0.5 | 1 | 1 | 1 | 1 | 0.94 | 1 | 1 | 1 | 1 | 0.5 | 0.33 | 0.33 | 0.33 | 0.33 | 0.33 | 0.33
MidriseApt_Office_LIGHT_2010_SPEED | Lighting |  | WntrDsn | 2014-01-01 | 2014-12-31 | Constant | Hr 1: 0
MidriseApt_Office_LIGHT_2010_SPEED | Lighting |  | SmrDsn | 2014-01-01 | 2014-12-31 | Constant | bar: Hr 1
MidriseApt_Office_LIGHT_2010_SPEED | Lighting |  | Sun | 2014-01-01 | 2014-12-31 | Constant | Hr 1: 0.18
MidriseApt_Office_LIGHT_2010_SPEED | Lighting |  | Sat | 2014-01-01 | 2014-12-31 | Constant | Hr 1: 0.18
MidriseApt_Office_LIGHT_2010_SPEED | Lighting |  | Wkdy ¦ Default | 2014-01-01 | 2014-12-31 | Hourly | 0.18 | 0.18 | 0.18 | 0.18 | 0.18 | 0.18 | 0.18 | 0.18 | 0.76932 | 0.76932 | 0.76932 | 0.76932 | 0.68384 | 0.76932 | 0.76932 | 0.76932 | 0.76932 | 0.18 | 0.18 | 0.18 | 0.18 | 0.18 | 0.18 | 0.18
MidriseApt_Office_EQUIP_2010_SPEED | Equipment |  | WntrDsn | 2014-01-01 | 2014-12-31 | Constant | Hr 1: 0
MidriseApt_Office_EQUIP_2010_SPEED | Equipment |  | SmrDsn | 2014-01-01 | 2014-12-31 | Constant | bar: Hr 1
MidriseApt_Office_EQUIP_2010_SPEED | Equipment |  | Sun | 2014-01-01 | 2014-12-31 | Constant | Hr 1: 0.21863
MidriseApt_Office_EQUIP_2010_SPEED | Equipment |  | Sat | 2014-01-01 | 2014-12-31 | Constant | Hr 1: 0.21863
MidriseApt_Office_EQUIP_2010_SPEED | Equipment |  | Wkdy ¦ Default | 2014-01-01 | 2014-12-31 | Hourly | 0.21863 | 0.21863 | 0.21863 | 0.21863 | 0.21863 | 0.21863 | 0.21863 | 0.33125 | 0.92575 | 0.92575 | 0.92575 | 0.92575 | 0.87021 | 0.92575 | 0.92575 | 0.92575 | 0.92575 | 0.33125 | 0.21863 | 0.21863 | 0.21863 | 0.21863 | 0.21863 | 0.21863
MidriseApt_Office_LIGHT_2013_SPEED | Lighting |  | WntrDsn | 2014-01-01 | 2014-12-31 | Constant | Hr 1: 0
MidriseApt_Office_LIGHT_2013_SPEED | Lighting |  | SmrDsn | 2014-01-01 | 2014-12-31 | Constant | bar: Hr 1
MidriseApt_Office_LIGHT_2013_SPEED | Lighting |  | Sun | 2014-01-01 | 2014-12-31 | Constant | Hr 1: 0.18
MidriseApt_Office_LIGHT_2013_SPEED | Lighting |  | Sat | 2014-01-01 | 2014-12-31 | Constant | Hr 1: 0.18
MidriseApt_Office_LIGHT_2013_SPEED | Lighting |  | Wkdy ¦ Default | 2014-01-01 | 2014-12-31 | Hourly | 0.18 | 0.18 | 0.18 | 0.18 | 0.18 | 0.18 | 0.18 | 0.18 | 0.76932 | 0.76932 | 0.76932 | 0.76932 | 0.68384 | 0.76932 | 0.76932 | 0.76932 | 0.76932 | 0.18 | 0.18 | 0.18 | 0.18 | 0.18 | 0.18 | 0.18
MidriseApt_Office_EQUIP_2013_SPEED | Equipment |  | WntrDsn | 2014-01-01 | 2014-12-31 | Constant | Hr 1: 0
MidriseApt_Office_EQUIP_2013_SPEED | Equipment |  | SmrDsn | 2014-01-01 | 2014-12-31 | Constant | bar: Hr 1
MidriseApt_Office_EQUIP_2013_SPEED | Equipment |  | Sun | 2014-01-01 | 2014-12-31 | Constant | Hr 1: 0.21863
MidriseApt_Office_EQUIP_2013_SPEED | Equipment |  | Sat | 2014-01-01 | 2014-12-31 | Constant | Hr 1: 0.21863
MidriseApt_Office_EQUIP_2013_SPEED | Equipment |  | Wkdy ¦ Default | 2014-01-01 | 2014-12-31 | Hourly | 0.21863 | 0.21863 | 0.21863 | 0.21863 | 0.21863 | 0.21863 | 0.21863 | 0.33125 | 0.92575 | 0.92575 | 0.92575 | 0.92575 | 0.87021 | 0.92575 | 0.92575 | 0.92575 | 0.92575 | 0.33125 | 0.21863 | 0.21863 | 0.21863 | 0.21863 | 0.21863 | 0.21863
MidriseApt_Office_INFIL_SPEED | Infiltration |  | WntrDsn | 2014-01-01 | 2014-12-31 | Constant | bar: Hr 1
MidriseApt_Office_INFIL_SPEED | Infiltration |  | SmrDsn | 2014-01-01 | 2014-12-31 | Constant | bar: Hr 1
MidriseApt_Office_INFIL_SPEED | Infiltration |  | Sun | 2014-01-01 | 2014-12-31 | Constant | bar: Hr 1
MidriseApt_Office_INFIL_SPEED | Infiltration |  | Sat | 2014-01-01 | 2014-12-31 | Constant | bar: Hr 1
MidriseApt_Office_INFIL_SPEED | Infiltration |  | Wkdy ¦ Default | 2014-01-01 | 2014-12-31 | Constant | bar: Hr 1
MidriseApt_Office_ACTIVITY_SPEED | Activity | W | WntrDsn | 2014-01-01 | 2014-12-31 | Constant | Hr 1: 95
MidriseApt_Office_ACTIVITY_SPEED | Activity | W | SmrDsn | 2014-01-01 | 2014-12-31 | Constant | Hr 1: 95
MidriseApt_Office_ACTIVITY_SPEED | Activity | W | Sun | 2014-01-01 | 2014-12-31 | Constant | Hr 1: 95
MidriseApt_Office_ACTIVITY_SPEED | Activity | W | Sat | 2014-01-01 | 2014-12-31 | Constant | Hr 1: 95
MidriseApt_Office_ACTIVITY_SPEED | Activity | W | Wkdy ¦ Default | 2014-01-01 | 2014-12-31 | Constant | Hr 1: 95
MidriseApt_Office_OA_SPEED | OA Air |  | WntrDsn | 2014-01-01 | 2014-12-31 | Constant | bar: Hr 1
MidriseApt_Office_OA_SPEED | OA Air |  | SmrDsn | 2014-01-01 | 2014-12-31 | Constant | bar: Hr 1
MidriseApt_Office_OA_SPEED | OA Air |  | Sun | 2014-01-01 | 2014-12-31 | Constant | bar: Hr 1
MidriseApt_Office_OA_SPEED | OA Air |  | Sat | 2014-01-01 | 2014-12-31 | Constant | bar: Hr 1
MidriseApt_Office_OA_SPEED | OA Air |  | Wkdy ¦ Default | 2014-01-01 | 2014-12-31 | Hourly | 0 | 0 | 0 | 0 | 0 | 0 | 0 | 0 | 1 | 1 | 1 | 1 | 1 | 1 | 1 | 1 | 1 | 0 | 0 | 0 | 0 | 0 | 0 | 0
Retail_Storage_CLGSETP_SPEED | Thermostat Setpoint | C | WntrDsn | 2014-01-01 | 2014-12-31 | Constant | Hr 1: 23.9
Retail_Storage_CLGSETP_SPEED | Thermostat Setpoint | C | SmrDsn | 2014-01-01 | 2014-12-31 | Constant | Hr 1: 23.9
Retail_Storage_CLGSETP_SPEED | Thermostat Setpoint | C | Sun | 2014-01-01 | 2014-12-31 | Hourly | 25.6 | 25.6 | 25.6 | 25.6 | 25.6 | 25.6 | 25.6 | 25.6 | 25.6 | 23.9 | 23.9 | 23.9 | 23.9 | 23.9 | 23.9 | 23.9 | 23.9 | 23.9 | 23.9 | 25.6 | 25.6 | 25.6 | 25.6 | 25.6
Retail_Storage_CLGSETP_SPEED | Thermostat Setpoint | C | Sat | 2014-01-01 | 2014-12-31 | Hourly | 25.6 | 25.6 | 25.6 | 25.6 | 25.6 | 25.6 | 25.6 | 23.9 | 23.9 | 23.9 | 23.9 | 23.9 | 23.9 | 23.9 | 23.9 | 23.9 | 23.9 | 23.9 | 23.9 | 23.9 | 23.9 | 23.9 | 25.6 | 25.6
Retail_Storage_CLGSETP_SPEED | Thermostat Setpoint | C | Wkdy ¦ Default | 2014-01-01 | 2014-12-31 | Hourly | 25.6 | 25.6 | 25.6 | 25.6 | 25.6 | 25.6 | 25.6 | 23.9 | 23.9 | 23.9 | 23.9 | 23.9 | 23.9 | 23.9 | 23.9 | 23.9 | 23.9 | 23.9 | 23.9 | 23.9 | 23.9 | 25.6 | 25.6 | 25.6
Retail_Storage_HTGSETP_SPEED | Thermostat Setpoint | C | WntrDsn | 2014-01-01 | 2014-12-31 | Constant | Hr 1: 21.1
Retail_Storage_HTGSETP_SPEED | Thermostat Setpoint | C | SmrDsn | 2014-01-01 | 2014-12-31 | Constant | Hr 1: 21.1
Retail_Storage_HTGSETP_SPEED | Thermostat Setpoint | C | Sun | 2014-01-01 | 2014-12-31 | Hourly | 19.4 | 19.4 | 19.4 | 19.4 | 19.4 | 19.4 | 19.4 | 19.4 | 19.4 | 21.1 | 21.1 | 21.1 | 21.1 | 21.1 | 21.1 | 21.1 | 21.1 | 21.1 | 21.1 | 19.4 | 19.4 | 19.4 | 19.4 | 19.4
Retail_Storage_HTGSETP_SPEED | Thermostat Setpoint | C | Sat | 2014-01-01 | 2014-12-31 | Hourly | 19.4 | 19.4 | 19.4 | 19.4 | 19.4 | 19.4 | 19.4 | 21.1 | 21.1 | 21.1 | 21.1 | 21.1 | 21.1 | 21.1 | 21.1 | 21.1 | 21.1 | 21.1 | 21.1 | 21.1 | 21.1 | 21.1 | 19.4 | 19.4
Retail_Storage_HTGSETP_SPEED | Thermostat Setpoint | C | Wkdy ¦ Default | 2014-01-01 | 2014-12-31 | Hourly | 19.4 | 19.4 | 19.4 | 19.4 | 19.4 | 19.4 | 19.4 | 21.1 | 21.1 | 21.1 | 21.1 | 21.1 | 21.1 | 21.1 | 21.1 | 21.1 | 21.1 | 21.1 | 21.1 | 21.1 | 21.1 | 19.4 | 19.4 | 19.4
Retail_Storage_OCC_SPEED | Occupancy |  | WntrDsn | 2014-01-01 | 2014-12-31 | Constant | Hr 1: 0
Retail_Storage_OCC_SPEED | Occupancy |  | SmrDsn | 2014-01-01 | 2014-12-31 | Constant | bar: Hr 1
Retail_Storage_OCC_SPEED | Occupancy |  | Sun | 2014-01-01 | 2014-12-31 | Hourly | 0 | 0 | 0 | 0 | 0 | 0 | 0 | 0 | 0 | 0.1 | 0.2 | 0.2 | 0.4 | 0.4 | 0.4 | 0.4 | 0.4 | 0.2 | 0.1 | 0 | 0 | 0 | 0 | 0
Retail_Storage_OCC_SPEED | Occupancy |  | Sat | 2014-01-01 | 2014-12-31 | Hourly | 0 | 0 | 0 | 0 | 0 | 0 | 0 | 0.1 | 0.2 | 0.5 | 0.6 | 0.8 | 0.8 | 0.8 | 0.8 | 0.8 | 0.8 | 0.6 | 0.2 | 0.2 | 0.2 | 0.1 | 0 | 0
Retail_Storage_OCC_SPEED | Occupancy |  | Wkdy ¦ Default | 2014-01-01 | 2014-12-31 | Hourly | 0 | 0 | 0 | 0 | 0 | 0 | 0 | 0.1 | 0.2 | 0.5 | 0.5 | 0.7 | 0.7 | 0.7 | 0.7 | 0.8 | 0.7 | 0.5 | 0.5 | 0.3 | 0.3 | 0 | 0 | 0
Retail_Storage_LIGHT_2007_SPEED | Lighting |  | WntrDsn | 2014-01-01 | 2014-12-31 | Constant | Hr 1: 0
Retail_Storage_LIGHT_2007_SPEED | Lighting |  | SmrDsn | 2014-01-01 | 2014-12-31 | Constant | bar: Hr 1
Retail_Storage_LIGHT_2007_SPEED | Lighting |  | Sun | 2014-01-01 | 2014-12-31 | Hourly | 0.05 | 0.05 | 0.05 | 0.05 | 0.05 | 0.05 | 0.05 | 0.05 | 0.05 | 0.1 | 0.4 | 0.4 | 0.6 | 0.6 | 0.6 | 0.6 | 0.6 | 0.4 | 0.2 | 0.05 | 0.05 | 0.05 | 0.05 | 0.05
Retail_Storage_LIGHT_2007_SPEED | Lighting |  | Sat | 2014-01-01 | 2014-12-31 | Hourly | 0.05 | 0.05 | 0.05 | 0.05 | 0.05 | 0.05 | 0.05 | 0.1 | 0.3 | 0.6 | 0.9 | 0.9 | 0.9 | 0.9 | 0.9 | 0.9 | 0.9 | 0.9 | 0.5 | 0.3 | 0.3 | 0.1 | 0.05 | 0.05
Retail_Storage_LIGHT_2007_SPEED | Lighting |  | Wkdy ¦ Default | 2014-01-01 | 2014-12-31 | Hourly | 0.05 | 0.05 | 0.05 | 0.05 | 0.05 | 0.05 | 0.05 | 0.2 | 0.4 | 0.9 | 0.9 | 0.9 | 0.9 | 0.9 | 0.9 | 0.9 | 0.9 | 0.9 | 0.5 | 0.5 | 0.5 | 0.2 | 0.05 | 0.05
Retail_Storage_EQUIP_2007_SPEED | Equipment |  | WntrDsn | 2014-01-01 | 2014-12-31 | Constant | Hr 1: 0
Retail_Storage_EQUIP_2007_SPEED | Equipment |  | SmrDsn | 2014-01-01 | 2014-12-31 | Constant | bar: Hr 1
Retail_Storage_EQUIP_2007_SPEED | Equipment |  | Sun | 2014-01-01 | 2014-12-31 | Hourly | 0.15 | 0.15 | 0.15 | 0.15 | 0.15 | 0.15 | 0.15 | 0.15 | 0.15 | 0.3 | 0.6 | 0.6 | 0.8 | 0.8 | 0.8 | 0.8 | 0.8 | 0.6 | 0.4 | 0.15 | 0.15 | 0.15 | 0.15 | 0.15
Retail_Storage_EQUIP_2007_SPEED | Equipment |  | Sat | 2014-01-01 | 2014-12-31 | Hourly | 0.15 | 0.15 | 0.15 | 0.15 | 0.15 | 0.15 | 0.15 | 0.3 | 0.5 | 0.8 | 0.9 | 0.9 | 0.9 | 0.9 | 0.9 | 0.9 | 0.9 | 0.9 | 0.7 | 0.5 | 0.5 | 0.3 | 0.15 | 0.15
Retail_Storage_EQUIP_2007_SPEED | Equipment |  | Wkdy ¦ Default | 2014-01-01 | 2014-12-31 | Hourly | 0.2 | 0.2 | 0.2 | 0.2 | 0.2 | 0.2 | 0.2 | 0.4 | 0.6 | 0.9 | 0.9 | 0.9 | 0.9 | 0.9 | 0.9 | 0.9 | 0.9 | 0.9 | 0.9 | 0.7 | 0.7 | 0.2 | 0.2 | 0.2
Retail_Storage_LIGHT_2010_SPEED | Lighting |  | WntrDsn | 2014-01-01 | 2014-12-31 | Constant | Hr 1: 0
Retail_Storage_LIGHT_2010_SPEED | Lighting |  | SmrDsn | 2014-01-01 | 2014-12-31 | Constant | bar: Hr 1
Retail_Storage_LIGHT_2010_SPEED | Lighting |  | Sun | 2014-01-01 | 2014-12-31 | Hourly | 0.05 | 0.05 | 0.05 | 0.05 | 0.05 | 0.05 | 0.05 | 0.05 | 0.05 | 0.1 | 0.4 | 0.4 | 0.6 | 0.6 | 0.6 | 0.6 | 0.6 | 0.4 | 0.2 | 0.05 | 0.05 | 0.05 | 0.05 | 0.05
Retail_Storage_LIGHT_2010_SPEED | Lighting |  | Sat | 2014-01-01 | 2014-12-31 | Hourly | 0.05 | 0.05 | 0.05 | 0.05 | 0.05 | 0.05 | 0.05 | 0.1 | 0.3 | 0.6 | 0.9 | 0.9 | 0.9 | 0.9 | 0.9 | 0.9 | 0.9 | 0.9 | 0.5 | 0.3 | 0.3 | 0.1 | 0.05 | 0.05
Retail_Storage_LIGHT_2010_SPEED | Lighting |  | Wkdy ¦ Default | 2014-01-01 | 2014-12-31 | Hourly | 0.05 | 0.05 | 0.05 | 0.05 | 0.05 | 0.05 | 0.05 | 0.2 | 0.4 | 0.9 | 0.9 | 0.9 | 0.9 | 0.9 | 0.9 | 0.9 | 0.9 | 0.9 | 0.5 | 0.5 | 0.5 | 0.2 | 0.05 | 0.05
Retail_Storage_EQUIP_2010_SPEED | Equipment |  | WntrDsn | 2014-01-01 | 2014-12-31 | Constant | Hr 1: 0
Retail_Storage_EQUIP_2010_SPEED | Equipment |  | SmrDsn | 2014-01-01 | 2014-12-31 | Constant | bar: Hr 1
Retail_Storage_EQUIP_2010_SPEED | Equipment |  | Sun | 2014-01-01 | 2014-12-31 | Hourly | 0.15 | 0.15 | 0.15 | 0.15 | 0.15 | 0.15 | 0.15 | 0.15 | 0.15 | 0.3 | 0.6 | 0.6 | 0.8 | 0.8 | 0.8 | 0.8 | 0.8 | 0.6 | 0.4 | 0.15 | 0.15 | 0.15 | 0.15 | 0.15
Retail_Storage_EQUIP_2010_SPEED | Equipment |  | Sat | 2014-01-01 | 2014-12-31 | Hourly | 0.15 | 0.15 | 0.15 | 0.15 | 0.15 | 0.15 | 0.15 | 0.3 | 0.5 | 0.8 | 0.9 | 0.9 | 0.9 | 0.9 | 0.9 | 0.9 | 0.9 | 0.9 | 0.7 | 0.5 | 0.5 | 0.3 | 0.15 | 0.15
Retail_Storage_EQUIP_2010_SPEED | Equipment |  | Wkdy ¦ Default | 2014-01-01 | 2014-12-31 | Hourly | 0.2 | 0.2 | 0.2 | 0.2 | 0.2 | 0.2 | 0.2 | 0.4 | 0.6 | 0.9 | 0.9 | 0.9 | 0.9 | 0.9 | 0.9 | 0.9 | 0.9 | 0.9 | 0.9 | 0.7 | 0.7 | 0.2 | 0.2 | 0.2
Retail_Storage_LIGHT_2013_SPEED | Lighting |  | WntrDsn | 2014-01-01 | 2014-12-31 | Constant | Hr 1: 0
Retail_Storage_LIGHT_2013_SPEED | Lighting |  | SmrDsn | 2014-01-01 | 2014-12-31 | Constant | bar: Hr 1
Retail_Storage_LIGHT_2013_SPEED | Lighting |  | Sun | 2014-01-01 | 2014-12-31 | Hourly | 0.05 | 0.05 | 0.05 | 0.05 | 0.05 | 0.05 | 0.05 | 0.05 | 0.05 | 0.078205 | 0.31282 | 0.31282 | 0.46923 | 0.46923 | 0.46923 | 0.46923 | 0.46923 | 0.31282 | 0.15641 | 0.05 | 0.05 | 0.05 | 0.05 | 0.05
Retail_Storage_LIGHT_2013_SPEED | Lighting |  | Sat | 2014-01-01 | 2014-12-31 | Hourly | 0.05 | 0.05 | 0.05 | 0.05 | 0.05 | 0.05 | 0.05 | 0.078205 | 0.23461 | 0.46923 | 0.70384 | 0.70384 | 0.70384 | 0.70384 | 0.70384 | 0.70384 | 0.70384 | 0.70384 | 0.39102 | 0.23461 | 0.23461 | 0.078205 | 0.05 | 0.05
Retail_Storage_LIGHT_2013_SPEED | Lighting |  | Wkdy ¦ Default | 2014-01-01 | 2014-12-31 | Hourly | 0.05 | 0.05 | 0.05 | 0.05 | 0.05 | 0.05 | 0.05 | 0.15641 | 0.31282 | 0.70384 | 0.70384 | 0.70384 | 0.70384 | 0.70384 | 0.70384 | 0.70384 | 0.70384 | 0.70384 | 0.39102 | 0.39102 | 0.39102 | 0.2 | 0.05 | 0.05
Retail_Storage_EQUIP_2013_SPEED | Equipment |  | WntrDsn | 2014-01-01 | 2014-12-31 | Constant | Hr 1: 0
Retail_Storage_EQUIP_2013_SPEED | Equipment |  | SmrDsn | 2014-01-01 | 2014-12-31 | Constant | bar: Hr 1
Retail_Storage_EQUIP_2013_SPEED | Equipment |  | Sun | 2014-01-01 | 2014-12-31 | Hourly | 0.14803 | 0.14803 | 0.14803 | 0.14803 | 0.14803 | 0.14803 | 0.14803 | 0.14803 | 0.14803 | 0.29916 | 0.59832 | 0.59832 | 0.79776 | 0.79776 | 0.79776 | 0.79776 | 0.79776 | 0.59832 | 0.39888 | 0.14803 | 0.14803 | 0.14803 | 0.14803 | 0.14803
Retail_Storage_EQUIP_2013_SPEED | Equipment |  | Sat | 2014-01-01 | 2014-12-31 | Hourly | 0.14803 | 0.14803 | 0.14803 | 0.14803 | 0.14803 | 0.14803 | 0.14803 | 0.29916 | 0.4986 | 0.79776 | 0.89748 | 0.89748 | 0.89748 | 0.89748 | 0.89748 | 0.89748 | 0.89748 | 0.89748 | 0.69804 | 0.4986 | 0.4986 | 0.29916 | 0.14803 | 0.14803
Retail_Storage_EQUIP_2013_SPEED | Equipment |  | Wkdy ¦ Default | 2014-01-01 | 2014-12-31 | Hourly | 0.19737 | 0.19737 | 0.19737 | 0.19737 | 0.19737 | 0.19737 | 0.19737 | 0.39888 | 0.59832 | 0.89748 | 0.89748 | 0.89748 | 0.89748 | 0.89748 | 0.89748 | 0.89748 | 0.89748 | 0.89748 | 0.89748 | 0.69804 | 0.69804 | 0.19737 | 0.19737 | 0.19737
Retail_Storage_INFIL_SPEED | Infiltration |  | WntrDsn | 2014-01-01 | 2014-12-31 | Constant | bar: Hr 1
Retail_Storage_INFIL_SPEED | Infiltration |  | SmrDsn | 2014-01-01 | 2014-12-31 | Constant | bar: Hr 1
Retail_Storage_INFIL_SPEED | Infiltration |  | Sun | 2014-01-01 | 2014-12-31 | Hourly | 1 | 1 | 1 | 1 | 1 | 1 | 1 | 1 | 1 | 0.5 | 0.5 | 0.5 | 0.5 | 0.5 | 0.5 | 0.5 | 0.5 | 0.5 | 0.5 | 1 | 1 | 1 | 1 | 1
Retail_Storage_INFIL_SPEED | Infiltration |  | Sat | 2014-01-01 | 2014-12-31 | Hourly | 1 | 1 | 1 | 1 | 1 | 1 | 1 | 0.5 | 0.5 | 0.5 | 0.5 | 0.5 | 0.5 | 0.5 | 0.5 | 0.5 | 0.5 | 0.5 | 0.5 | 0.5 | 0.5 | 0.5 | 1 | 1
Retail_Storage_INFIL_SPEED | Infiltration |  | Wkdy ¦ Default | 2014-01-01 | 2014-12-31 | Hourly | 1 | 1 | 1 | 1 | 1 | 1 | 1 | 0.5 | 0.5 | 0.5 | 0.5 | 0.5 | 0.5 | 0.5 | 0.5 | 0.5 | 0.5 | 0.5 | 0.5 | 0.5 | 0.5 | 1 | 1 | 1
Retail_Storage_ACTIVITY_SPEED | Activity | W | WntrDsn | 2014-01-01 | 2014-12-31 | Constant | Hr 1: 120
Retail_Storage_ACTIVITY_SPEED | Activity | W | SmrDsn | 2014-01-01 | 2014-12-31 | Constant | Hr 1: 120
Retail_Storage_ACTIVITY_SPEED | Activity | W | Sun | 2014-01-01 | 2014-12-31 | Constant | Hr 1: 120
Retail_Storage_ACTIVITY_SPEED | Activity | W | Sat | 2014-01-01 | 2014-12-31 | Constant | Hr 1: 120
Retail_Storage_ACTIVITY_SPEED | Activity | W | Wkdy ¦ Default | 2014-01-01 | 2014-12-31 | Constant | Hr 1: 120
Retail_Storage_OA_SPEED | OA Air |  | WntrDsn | 2014-01-01 | 2014-12-31 | Constant | bar: Hr 1
Retail_Storage_OA_SPEED | OA Air |  | SmrDsn | 2014-01-01 | 2014-12-31 | Constant | bar: Hr 1
Retail_Storage_OA_SPEED | OA Air |  | Sun | 2014-01-01 | 2014-12-31 | Hourly | 0 | 0 | 0 | 0 | 0 | 0 | 0 | 0 | 0 | 1 | 1 | 1 | 1 | 1 | 1 | 1 | 1 | 1 | 1 | 0 | 0 | 0 | 0 | 0
Retail_Storage_OA_SPEED | OA Air |  | Sat | 2014-01-01 | 2014-12-31 | Hourly | 0 | 0 | 0 | 0 | 0 | 0 | 0 | 1 | 1 | 1 | 1 | 1 | 1 | 1 | 1 | 1 | 1 | 1 | 1 | 1 | 1 | 1 | 0 | 0
Retail_Storage_OA_SPEED | OA Air |  | Wkdy ¦ Default | 2014-01-01 | 2014-12-31 | Hourly | 0 | 0 | 0 | 0 | 0 | 0 | 0 | 1 | 1 | 1 | 1 | 1 | 1 | 1 | 1 | 1 | 1 | 1 | 1 | 1 | 1 | 0 | 0 | 0
Retail_Point_of_Sale_CLGSETP_SPEED | Thermostat Setpoint | C | WntrDsn | 2014-01-01 | 2014-12-31 | Constant | Hr 1: 23.9
Retail_Point_of_Sale_CLGSETP_SPEED | Thermostat Setpoint | C | SmrDsn | 2014-01-01 | 2014-12-31 | Constant | Hr 1: 23.9
Retail_Point_of_Sale_CLGSETP_SPEED | Thermostat Setpoint | C | Sun | 2014-01-01 | 2014-12-31 | Hourly | 25.6 | 25.6 | 25.6 | 25.6 | 25.6 | 25.6 | 25.6 | 25.6 | 25.6 | 23.9 | 23.9 | 23.9 | 23.9 | 23.9 | 23.9 | 23.9 | 23.9 | 23.9 | 23.9 | 25.6 | 25.6 | 25.6 | 25.6 | 25.6
Retail_Point_of_Sale_CLGSETP_SPEED | Thermostat Setpoint | C | Sat | 2014-01-01 | 2014-12-31 | Hourly | 25.6 | 25.6 | 25.6 | 25.6 | 25.6 | 25.6 | 25.6 | 23.9 | 23.9 | 23.9 | 23.9 | 23.9 | 23.9 | 23.9 | 23.9 | 23.9 | 23.9 | 23.9 | 23.9 | 23.9 | 23.9 | 23.9 | 25.6 | 25.6
Retail_Point_of_Sale_CLGSETP_SPEED | Thermostat Setpoint | C | Wkdy ¦ Default | 2014-01-01 | 2014-12-31 | Hourly | 25.6 | 25.6 | 25.6 | 25.6 | 25.6 | 25.6 | 25.6 | 23.9 | 23.9 | 23.9 | 23.9 | 23.9 | 23.9 | 23.9 | 23.9 | 23.9 | 23.9 | 23.9 | 23.9 | 23.9 | 23.9 | 25.6 | 25.6 | 25.6
Retail_Point_of_Sale_HTGSETP_SPEED | Thermostat Setpoint | C | WntrDsn | 2014-01-01 | 2014-12-31 | Constant | Hr 1: 21.1
Retail_Point_of_Sale_HTGSETP_SPEED | Thermostat Setpoint | C | SmrDsn | 2014-01-01 | 2014-12-31 | Constant | Hr 1: 21.1
Retail_Point_of_Sale_HTGSETP_SPEED | Thermostat Setpoint | C | Sun | 2014-01-01 | 2014-12-31 | Hourly | 19.4 | 19.4 | 19.4 | 19.4 | 19.4 | 19.4 | 19.4 | 19.4 | 19.4 | 21.1 | 21.1 | 21.1 | 21.1 | 21.1 | 21.1 | 21.1 | 21.1 | 21.1 | 21.1 | 19.4 | 19.4 | 19.4 | 19.4 | 19.4
Retail_Point_of_Sale_HTGSETP_SPEED | Thermostat Setpoint | C | Sat | 2014-01-01 | 2014-12-31 | Hourly | 19.4 | 19.4 | 19.4 | 19.4 | 19.4 | 19.4 | 19.4 | 21.1 | 21.1 | 21.1 | 21.1 | 21.1 | 21.1 | 21.1 | 21.1 | 21.1 | 21.1 | 21.1 | 21.1 | 21.1 | 21.1 | 21.1 | 19.4 | 19.4
Retail_Point_of_Sale_HTGSETP_SPEED | Thermostat Setpoint | C | Wkdy ¦ Default | 2014-01-01 | 2014-12-31 | Hourly | 19.4 | 19.4 | 19.4 | 19.4 | 19.4 | 19.4 | 19.4 | 21.1 | 21.1 | 21.1 | 21.1 | 21.1 | 21.1 | 21.1 | 21.1 | 21.1 | 21.1 | 21.1 | 21.1 | 21.1 | 21.1 | 19.4 | 19.4 | 19.4
Retail_Point_of_Sale_OCC_SPEED | Occupancy |  | WntrDsn | 2014-01-01 | 2014-12-31 | Constant | Hr 1: 0
Retail_Point_of_Sale_OCC_SPEED | Occupancy |  | SmrDsn | 2014-01-01 | 2014-12-31 | Constant | bar: Hr 1
Retail_Point_of_Sale_OCC_SPEED | Occupancy |  | Sun | 2014-01-01 | 2014-12-31 | Hourly | 0 | 0 | 0 | 0 | 0 | 0 | 0 | 0 | 0 | 0.1 | 0.2 | 0.2 | 0.4 | 0.4 | 0.4 | 0.4 | 0.4 | 0.2 | 0.1 | 0 | 0 | 0 | 0 | 0
Retail_Point_of_Sale_OCC_SPEED | Occupancy |  | Sat | 2014-01-01 | 2014-12-31 | Hourly | 0 | 0 | 0 | 0 | 0 | 0 | 0 | 0.1 | 0.2 | 0.5 | 0.6 | 0.8 | 0.8 | 0.8 | 0.8 | 0.8 | 0.8 | 0.6 | 0.2 | 0.2 | 0.2 | 0.1 | 0 | 0
Retail_Point_of_Sale_OCC_SPEED | Occupancy |  | Wkdy ¦ Default | 2014-01-01 | 2014-12-31 | Hourly | 0 | 0 | 0 | 0 | 0 | 0 | 0 | 0.1 | 0.2 | 0.5 | 0.5 | 0.7 | 0.7 | 0.7 | 0.7 | 0.8 | 0.7 | 0.5 | 0.5 | 0.3 | 0.3 | 0 | 0 | 0
Retail_Point_of_Sale_LIGHT_2007_SPEED | Lighting |  | WntrDsn | 2014-01-01 | 2014-12-31 | Constant | Hr 1: 0
Retail_Point_of_Sale_LIGHT_2007_SPEED | Lighting |  | SmrDsn | 2014-01-01 | 2014-12-31 | Constant | bar: Hr 1
Retail_Point_of_Sale_LIGHT_2007_SPEED | Lighting |  | Sun | 2014-01-01 | 2014-12-31 | Hourly | 0.05 | 0.05 | 0.05 | 0.05 | 0.05 | 0.05 | 0.05 | 0.05 | 0.05 | 0.1 | 0.4 | 0.4 | 0.6 | 0.6 | 0.6 | 0.6 | 0.6 | 0.4 | 0.2 | 0.05 | 0.05 | 0.05 | 0.05 | 0.05
Retail_Point_of_Sale_LIGHT_2007_SPEED | Lighting |  | Sat | 2014-01-01 | 2014-12-31 | Hourly | 0.05 | 0.05 | 0.05 | 0.05 | 0.05 | 0.05 | 0.05 | 0.1 | 0.3 | 0.6 | 0.9 | 0.9 | 0.9 | 0.9 | 0.9 | 0.9 | 0.9 | 0.9 | 0.5 | 0.3 | 0.3 | 0.1 | 0.05 | 0.05
Retail_Point_of_Sale_LIGHT_2007_SPEED | Lighting |  | Wkdy ¦ Default | 2014-01-01 | 2014-12-31 | Hourly | 0.05 | 0.05 | 0.05 | 0.05 | 0.05 | 0.05 | 0.05 | 0.2 | 0.4 | 0.9 | 0.9 | 0.9 | 0.9 | 0.9 | 0.9 | 0.9 | 0.9 | 0.9 | 0.5 | 0.5 | 0.5 | 0.2 | 0.05 | 0.05
Retail_Point_of_Sale_EQUIP_2007_SPEED | Equipment |  | WntrDsn | 2014-01-01 | 2014-12-31 | Constant | Hr 1: 0
Retail_Point_of_Sale_EQUIP_2007_SPEED | Equipment |  | SmrDsn | 2014-01-01 | 2014-12-31 | Constant | bar: Hr 1
Retail_Point_of_Sale_EQUIP_2007_SPEED | Equipment |  | Sun | 2014-01-01 | 2014-12-31 | Hourly | 0.15 | 0.15 | 0.15 | 0.15 | 0.15 | 0.15 | 0.15 | 0.15 | 0.15 | 0.3 | 0.6 | 0.6 | 0.8 | 0.8 | 0.8 | 0.8 | 0.8 | 0.6 | 0.4 | 0.15 | 0.15 | 0.15 | 0.15 | 0.15
Retail_Point_of_Sale_EQUIP_2007_SPEED | Equipment |  | Sat | 2014-01-01 | 2014-12-31 | Hourly | 0.15 | 0.15 | 0.15 | 0.15 | 0.15 | 0.15 | 0.15 | 0.3 | 0.5 | 0.8 | 0.9 | 0.9 | 0.9 | 0.9 | 0.9 | 0.9 | 0.9 | 0.9 | 0.7 | 0.5 | 0.5 | 0.3 | 0.15 | 0.15
Retail_Point_of_Sale_EQUIP_2007_SPEED | Equipment |  | Wkdy ¦ Default | 2014-01-01 | 2014-12-31 | Hourly | 0.2 | 0.2 | 0.2 | 0.2 | 0.2 | 0.2 | 0.2 | 0.4 | 0.6 | 0.9 | 0.9 | 0.9 | 0.9 | 0.9 | 0.9 | 0.9 | 0.9 | 0.9 | 0.9 | 0.7 | 0.7 | 0.2 | 0.2 | 0.2
Retail_Point_of_Sale_LIGHT_2010_SPEED | Lighting |  | WntrDsn | 2014-01-01 | 2014-12-31 | Constant | Hr 1: 0
Retail_Point_of_Sale_LIGHT_2010_SPEED | Lighting |  | SmrDsn | 2014-01-01 | 2014-12-31 | Constant | bar: Hr 1
Retail_Point_of_Sale_LIGHT_2010_SPEED | Lighting |  | Sun | 2014-01-01 | 2014-12-31 | Hourly | 0.05 | 0.05 | 0.05 | 0.05 | 0.05 | 0.05 | 0.05 | 0.05 | 0.05 | 0.1 | 0.4 | 0.4 | 0.6 | 0.6 | 0.6 | 0.6 | 0.6 | 0.4 | 0.2 | 0.05 | 0.05 | 0.05 | 0.05 | 0.05
Retail_Point_of_Sale_LIGHT_2010_SPEED | Lighting |  | Sat | 2014-01-01 | 2014-12-31 | Hourly | 0.05 | 0.05 | 0.05 | 0.05 | 0.05 | 0.05 | 0.05 | 0.1 | 0.3 | 0.6 | 0.9 | 0.9 | 0.9 | 0.9 | 0.9 | 0.9 | 0.9 | 0.9 | 0.5 | 0.3 | 0.3 | 0.1 | 0.05 | 0.05
Retail_Point_of_Sale_LIGHT_2010_SPEED | Lighting |  | Wkdy ¦ Default | 2014-01-01 | 2014-12-31 | Hourly | 0.05 | 0.05 | 0.05 | 0.05 | 0.05 | 0.05 | 0.05 | 0.2 | 0.4 | 0.9 | 0.9 | 0.9 | 0.9 | 0.9 | 0.9 | 0.9 | 0.9 | 0.9 | 0.5 | 0.5 | 0.5 | 0.2 | 0.05 | 0.05
Retail_Point_of_Sale_EQUIP_2010_SPEED | Equipment |  | WntrDsn | 2014-01-01 | 2014-12-31 | Constant | Hr 1: 0
Retail_Point_of_Sale_EQUIP_2010_SPEED | Equipment |  | SmrDsn | 2014-01-01 | 2014-12-31 | Constant | bar: Hr 1
Retail_Point_of_Sale_EQUIP_2010_SPEED | Equipment |  | Sun | 2014-01-01 | 2014-12-31 | Hourly | 0.15 | 0.15 | 0.15 | 0.15 | 0.15 | 0.15 | 0.15 | 0.15 | 0.15 | 0.3 | 0.6 | 0.6 | 0.8 | 0.8 | 0.8 | 0.8 | 0.8 | 0.6 | 0.4 | 0.15 | 0.15 | 0.15 | 0.15 | 0.15
Retail_Point_of_Sale_EQUIP_2010_SPEED | Equipment |  | Sat | 2014-01-01 | 2014-12-31 | Hourly | 0.15 | 0.15 | 0.15 | 0.15 | 0.15 | 0.15 | 0.15 | 0.3 | 0.5 | 0.8 | 0.9 | 0.9 | 0.9 | 0.9 | 0.9 | 0.9 | 0.9 | 0.9 | 0.7 | 0.5 | 0.5 | 0.3 | 0.15 | 0.15
Retail_Point_of_Sale_EQUIP_2010_SPEED | Equipment |  | Wkdy ¦ Default | 2014-01-01 | 2014-12-31 | Hourly | 0.2 | 0.2 | 0.2 | 0.2 | 0.2 | 0.2 | 0.2 | 0.4 | 0.6 | 0.9 | 0.9 | 0.9 | 0.9 | 0.9 | 0.9 | 0.9 | 0.9 | 0.9 | 0.9 | 0.7 | 0.7 | 0.2 | 0.2 | 0.2
Retail_Point_of_Sale_LIGHT_2013_SPEED | Lighting |  | WntrDsn | 2014-01-01 | 2014-12-31 | Constant | Hr 1: 0
Retail_Point_of_Sale_LIGHT_2013_SPEED | Lighting |  | SmrDsn | 2014-01-01 | 2014-12-31 | Constant | bar: Hr 1
Retail_Point_of_Sale_LIGHT_2013_SPEED | Lighting |  | Sun | 2014-01-01 | 2014-12-31 | Hourly | 0.05 | 0.05 | 0.05 | 0.05 | 0.05 | 0.05 | 0.05 | 0.05 | 0.05 | 0.1 | 0.4 | 0.4 | 0.6 | 0.6 | 0.6 | 0.6 | 0.6 | 0.4 | 0.2 | 0.05 | 0.05 | 0.05 | 0.05 | 0.05
Retail_Point_of_Sale_LIGHT_2013_SPEED | Lighting |  | Sat | 2014-01-01 | 2014-12-31 | Hourly | 0.05 | 0.05 | 0.05 | 0.05 | 0.05 | 0.05 | 0.05 | 0.1 | 0.3 | 0.6 | 0.9 | 0.9 | 0.9 | 0.9 | 0.9 | 0.9 | 0.9 | 0.9 | 0.5 | 0.3 | 0.3 | 0.1 | 0.05 | 0.05
Retail_Point_of_Sale_LIGHT_2013_SPEED | Lighting |  | Wkdy ¦ Default | 2014-01-01 | 2014-12-31 | Hourly | 0.05 | 0.05 | 0.05 | 0.05 | 0.05 | 0.05 | 0.05 | 0.2 | 0.4 | 0.9 | 0.9 | 0.9 | 0.9 | 0.9 | 0.9 | 0.9 | 0.9 | 0.9 | 0.5 | 0.5 | 0.5 | 0.2 | 0.05 | 0.05
Retail_Point_of_Sale_EQUIP_2013_SPEED | Equipment |  | WntrDsn | 2014-01-01 | 2014-12-31 | Constant | Hr 1: 0
Retail_Point_of_Sale_EQUIP_2013_SPEED | Equipment |  | SmrDsn | 2014-01-01 | 2014-12-31 | Constant | bar: Hr 1
Retail_Point_of_Sale_EQUIP_2013_SPEED | Equipment |  | Sun | 2014-01-01 | 2014-12-31 | Hourly | 0.14803 | 0.14803 | 0.14803 | 0.14803 | 0.14803 | 0.14803 | 0.14803 | 0.14803 | 0.14803 | 0.29916 | 0.59832 | 0.59832 | 0.79776 | 0.79776 | 0.79776 | 0.79776 | 0.79776 | 0.59832 | 0.39888 | 0.14803 | 0.14803 | 0.14803 | 0.14803 | 0.14803
Retail_Point_of_Sale_EQUIP_2013_SPEED | Equipment |  | Sat | 2014-01-01 | 2014-12-31 | Hourly | 0.14803 | 0.14803 | 0.14803 | 0.14803 | 0.14803 | 0.14803 | 0.14803 | 0.29916 | 0.4986 | 0.79776 | 0.89748 | 0.89748 | 0.89748 | 0.89748 | 0.89748 | 0.89748 | 0.89748 | 0.89748 | 0.69804 | 0.4986 | 0.4986 | 0.29916 | 0.14803 | 0.14803
Retail_Point_of_Sale_EQUIP_2013_SPEED | Equipment |  | Wkdy ¦ Default | 2014-01-01 | 2014-12-31 | Hourly | 0.19737 | 0.19737 | 0.19737 | 0.19737 | 0.19737 | 0.19737 | 0.19737 | 0.39888 | 0.59832 | 0.89748 | 0.89748 | 0.89748 | 0.89748 | 0.89748 | 0.89748 | 0.89748 | 0.89748 | 0.89748 | 0.89748 | 0.69804 | 0.69804 | 0.19737 | 0.19737 | 0.19737
Retail_Point_of_Sale_INFIL_SPEED | Infiltration |  | WntrDsn | 2014-01-01 | 2014-12-31 | Constant | bar: Hr 1
Retail_Point_of_Sale_INFIL_SPEED | Infiltration |  | SmrDsn | 2014-01-01 | 2014-12-31 | Constant | bar: Hr 1
Retail_Point_of_Sale_INFIL_SPEED | Infiltration |  | Sun | 2014-01-01 | 2014-12-31 | Hourly | 1 | 1 | 1 | 1 | 1 | 1 | 1 | 1 | 1 | 0.5 | 0.5 | 0.5 | 0.5 | 0.5 | 0.5 | 0.5 | 0.5 | 0.5 | 0.5 | 1 | 1 | 1 | 1 | 1
Retail_Point_of_Sale_INFIL_SPEED | Infiltration |  | Sat | 2014-01-01 | 2014-12-31 | Hourly | 1 | 1 | 1 | 1 | 1 | 1 | 1 | 0.5 | 0.5 | 0.5 | 0.5 | 0.5 | 0.5 | 0.5 | 0.5 | 0.5 | 0.5 | 0.5 | 0.5 | 0.5 | 0.5 | 0.5 | 1 | 1
Retail_Point_of_Sale_INFIL_SPEED | Infiltration |  | Wkdy ¦ Default | 2014-01-01 | 2014-12-31 | Hourly | 1 | 1 | 1 | 1 | 1 | 1 | 1 | 0.5 | 0.5 | 0.5 | 0.5 | 0.5 | 0.5 | 0.5 | 0.5 | 0.5 | 0.5 | 0.5 | 0.5 | 0.5 | 0.5 | 1 | 1 | 1
Retail_Point_of_Sale_ACTIVITY_SPEED | Activity | W | WntrDsn | 2014-01-01 | 2014-12-31 | Constant | Hr 1: 120
Retail_Point_of_Sale_ACTIVITY_SPEED | Activity | W | SmrDsn | 2014-01-01 | 2014-12-31 | Constant | Hr 1: 120
Retail_Point_of_Sale_ACTIVITY_SPEED | Activity | W | Sun | 2014-01-01 | 2014-12-31 | Constant | Hr 1: 120
Retail_Point_of_Sale_ACTIVITY_SPEED | Activity | W | Sat | 2014-01-01 | 2014-12-31 | Constant | Hr 1: 120
Retail_Point_of_Sale_ACTIVITY_SPEED | Activity | W | Wkdy ¦ Default | 2014-01-01 | 2014-12-31 | Constant | Hr 1: 120
Retail_Point_of_Sale_OA_SPEED | OA Air |  | WntrDsn | 2014-01-01 | 2014-12-31 | Constant | bar: Hr 1
Retail_Point_of_Sale_OA_SPEED | OA Air |  | SmrDsn | 2014-01-01 | 2014-12-31 | Constant | bar: Hr 1
Retail_Point_of_Sale_OA_SPEED | OA Air |  | Sun | 2014-01-01 | 2014-12-31 | Hourly | 0 | 0 | 0 | 0 | 0 | 0 | 0 | 0 | 0 | 1 | 1 | 1 | 1 | 1 | 1 | 1 | 1 | 1 | 1 | 0 | 0 | 0 | 0 | 0
Retail_Point_of_Sale_OA_SPEED | OA Air |  | Sat | 2014-01-01 | 2014-12-31 | Hourly | 0 | 0 | 0 | 0 | 0 | 0 | 0 | 1 | 1 | 1 | 1 | 1 | 1 | 1 | 1 | 1 | 1 | 1 | 1 | 1 | 1 | 1 | 0 | 0
Retail_Point_of_Sale_OA_SPEED | OA Air |  | Wkdy ¦ Default | 2014-01-01 | 2014-12-31 | Hourly | 0 | 0 | 0 | 0 | 0 | 0 | 0 | 1 | 1 | 1 | 1 | 1 | 1 | 1 | 1 | 1 | 1 | 1 | 1 | 1 | 1 | 0 | 0 | 0
LrgHotel_Basement_CLGSETP_SPEED | Thermostat Setpoint | C | WntrDsn | 2014-01-01 | 2014-12-31 | Constant | Hr 1: 23.9
LrgHotel_Basement_CLGSETP_SPEED | Thermostat Setpoint | C | SmrDsn | 2014-01-01 | 2014-12-31 | Constant | Hr 1: 23.9
LrgHotel_Basement_CLGSETP_SPEED | Thermostat Setpoint | C | Sun | 2014-01-01 | 2014-12-31 | Constant | Hr 1: 23.9
LrgHotel_Basement_CLGSETP_SPEED | Thermostat Setpoint | C | Sat | 2014-01-01 | 2014-12-31 | Constant | Hr 1: 23.9
LrgHotel_Basement_CLGSETP_SPEED | Thermostat Setpoint | C | Wkdy ¦ Default | 2014-01-01 | 2014-12-31 | Constant | Hr 1: 23.9
LrgHotel_Basement_HTGSETP_SPEED | Thermostat Setpoint | C | WntrDsn | 2014-01-01 | 2014-12-31 | Constant | Hr 1: 21.1
LrgHotel_Basement_HTGSETP_SPEED | Thermostat Setpoint | C | SmrDsn | 2014-01-01 | 2014-12-31 | Constant | Hr 1: 21.1
LrgHotel_Basement_HTGSETP_SPEED | Thermostat Setpoint | C | Sun | 2014-01-01 | 2014-12-31 | Constant | Hr 1: 21.1
LrgHotel_Basement_HTGSETP_SPEED | Thermostat Setpoint | C | Sat | 2014-01-01 | 2014-12-31 | Constant | Hr 1: 21.1
LrgHotel_Basement_HTGSETP_SPEED | Thermostat Setpoint | C | Wkdy ¦ Default | 2014-01-01 | 2014-12-31 | Constant | Hr 1: 21.1
LrgHotel_Basement_OCC_SPEED | Occupancy |  | WntrDsn | 2014-01-01 | 2014-12-31 | Constant | Hr 1: 0
LrgHotel_Basement_OCC_SPEED | Occupancy |  | SmrDsn | 2014-01-01 | 2014-12-31 | Constant | bar: Hr 1
LrgHotel_Basement_OCC_SPEED | Occupancy |  | Sun | 2014-01-01 | 2014-12-31 | Hourly | 0.7 | 0.7 | 0.7 | 0.7 | 0.7 | 0.7 | 0.7 | 0.7 | 0.5 | 0.5 | 0.5 | 0.3 | 0.3 | 0.2 | 0.2 | 0.2 | 0.3 | 0.4 | 0.4 | 0.6 | 0.6 | 0.8 | 0.8 | 0.8
LrgHotel_Basement_OCC_SPEED | Occupancy |  | Sat | 2014-01-01 | 2014-12-31 | Hourly | 0.9 | 0.9 | 0.9 | 0.9 | 0.9 | 0.9 | 0.7 | 0.5 | 0.5 | 0.3 | 0.3 | 0.3 | 0.3 | 0.3 | 0.3 | 0.3 | 0.3 | 0.5 | 0.6 | 0.6 | 0.6 | 0.7 | 0.7 | 0.7
LrgHotel_Basement_OCC_SPEED | Occupancy |  | Wkdy ¦ Default | 2014-01-01 | 2014-12-31 | Hourly | 0.9 | 0.9 | 0.9 | 0.9 | 0.9 | 0.9 | 0.7 | 0.4 | 0.4 | 0.2 | 0.2 | 0.2 | 0.2 | 0.2 | 0.2 | 0.3 | 0.5 | 0.5 | 0.5 | 0.7 | 0.7 | 0.8 | 0.9 | 0.9
LrgHotel_Basement_LIGHT_2007_SPEED | Lighting |  | WntrDsn | 2014-01-01 | 2014-12-31 | Constant | Hr 1: 0
LrgHotel_Basement_LIGHT_2007_SPEED | Lighting |  | SmrDsn | 2014-01-01 | 2014-12-31 | Constant | bar: Hr 1
LrgHotel_Basement_LIGHT_2007_SPEED | Lighting |  | Sun | 2014-01-01 | 2014-12-31 | Hourly | 0.3 | 0.3 | 0.2 | 0.2 | 0.2 | 0.2 | 0.3 | 0.4 | 0.4 | 0.3 | 0.3 | 0.3 | 0.3 | 0.2 | 0.2 | 0.2 | 0.2 | 0.2 | 0.5 | 0.7 | 0.8 | 0.6 | 0.5 | 0.3
LrgHotel_Basement_LIGHT_2007_SPEED | Lighting |  | Sat | 2014-01-01 | 2014-12-31 | Hourly | 0.2 | 0.2 | 0.1 | 0.1 | 0.1 | 0.1 | 0.3 | 0.3 | 0.4 | 0.4 | 0.3 | 0.25 | 0.25 | 0.25 | 0.25 | 0.25 | 0.25 | 0.25 | 0.6 | 0.7 | 0.7 | 0.7 | 0.6 | 0.3
LrgHotel_Basement_LIGHT_2007_SPEED | Lighting |  | Wkdy ¦ Default | 2014-01-01 | 2014-12-31 | Hourly | 0.2 | 0.15 | 0.1 | 0.1 | 0.1 | 0.2 | 0.4 | 0.5 | 0.4 | 0.4 | 0.25 | 0.25 | 0.25 | 0.25 | 0.25 | 0.25 | 0.25 | 0.25 | 0.6 | 0.8 | 0.9 | 0.8 | 0.6 | 0.3
LrgHotel_Basement_EQUIP_2007_SPEED | Equipment |  | WntrDsn | 2014-01-01 | 2014-12-31 | Constant | Hr 1: 0
LrgHotel_Basement_EQUIP_2007_SPEED | Equipment |  | SmrDsn | 2014-01-01 | 2014-12-31 | Constant | bar: Hr 1
LrgHotel_Basement_EQUIP_2007_SPEED | Equipment |  | Sun | 2014-01-01 | 2014-12-31 | Hourly | 0.4 | 0.4 | 0.3 | 0.3 | 0.3 | 0.3 | 0.4 | 0.5 | 0.5 | 0.4 | 0.4 | 0.4 | 0.4 | 0.3 | 0.3 | 0.3 | 0.3 | 0.3 | 0.6 | 0.8 | 0.9 | 0.7 | 0.6 | 0.4
LrgHotel_Basement_EQUIP_2007_SPEED | Equipment |  | Sat | 2014-01-01 | 2014-12-31 | Hourly | 0.3 | 0.3 | 0.2 | 0.2 | 0.2 | 0.2 | 0.4 | 0.4 | 0.5 | 0.5 | 0.4 | 0.35 | 0.35 | 0.35 | 0.35 | 0.35 | 0.35 | 0.35 | 0.7 | 0.8 | 0.8 | 0.8 | 0.7 | 0.4
LrgHotel_Basement_EQUIP_2007_SPEED | Equipment |  | Wkdy ¦ Default | 2014-01-01 | 2014-12-31 | Hourly | 0.3 | 0.25 | 0.2 | 0.2 | 0.2 | 0.3 | 0.5 | 0.6 | 0.5 | 0.5 | 0.35 | 0.35 | 0.35 | 0.35 | 0.35 | 0.35 | 0.35 | 0.35 | 0.7 | 0.9 | 0.95 | 0.9 | 0.7 | 0.4
LrgHotel_Basement_LIGHT_2010_SPEED | Lighting |  | WntrDsn | 2014-01-01 | 2014-12-31 | Constant | Hr 1: 0
LrgHotel_Basement_LIGHT_2010_SPEED | Lighting |  | SmrDsn | 2014-01-01 | 2014-12-31 | Constant | bar: Hr 1
LrgHotel_Basement_LIGHT_2010_SPEED | Lighting |  | Sun | 2014-01-01 | 2014-12-31 | Hourly | 0.28125 | 0.28125 | 0.1875 | 0.1875 | 0.1875 | 0.1875 | 0.28125 | 0.375 | 0.375 | 0.28125 | 0.28125 | 0.28125 | 0.28125 | 0.1875 | 0.1875 | 0.1875 | 0.1875 | 0.1875 | 0.46875 | 0.65625 | 0.75 | 0.5625 | 0.46875 | 0.28125
LrgHotel_Basement_LIGHT_2010_SPEED | Lighting |  | Sat | 2014-01-01 | 2014-12-31 | Hourly | 0.1875 | 0.1875 | 0.09375 | 0.09375 | 0.09375 | 0.09375 | 0.28125 | 0.28125 | 0.375 | 0.375 | 0.28125 | 0.23438 | 0.23438 | 0.23438 | 0.23438 | 0.23438 | 0.23438 | 0.23438 | 0.5625 | 0.65625 | 0.65625 | 0.65625 | 0.5625 | 0.28125
LrgHotel_Basement_LIGHT_2010_SPEED | Lighting |  | Wkdy ¦ Default | 2014-01-01 | 2014-12-31 | Hourly | 0.1875 | 0.14062 | 0.09375 | 0.09375 | 0.09375 | 0.1875 | 0.375 | 0.46875 | 0.375 | 0.375 | 0.23438 | 0.23438 | 0.23438 | 0.23438 | 0.23438 | 0.23438 | 0.23438 | 0.23438 | 0.5625 | 0.75 | 0.84375 | 0.75 | 0.5625 | 0.28125
LrgHotel_Basement_EQUIP_2010_SPEED | Equipment |  | WntrDsn | 2014-01-01 | 2014-12-31 | Constant | Hr 1: 0
LrgHotel_Basement_EQUIP_2010_SPEED | Equipment |  | SmrDsn | 2014-01-01 | 2014-12-31 | Constant | bar: Hr 1
LrgHotel_Basement_EQUIP_2010_SPEED | Equipment |  | Sun | 2014-01-01 | 2014-12-31 | Hourly | 0.38414 | 0.38414 | 0.28811 | 0.28811 | 0.28811 | 0.28811 | 0.38414 | 0.48018 | 0.48018 | 0.38414 | 0.38414 | 0.38414 | 0.38414 | 0.28811 | 0.28811 | 0.28811 | 0.28811 | 0.28811 | 0.57621 | 0.76829 | 0.86432 | 0.67225 | 0.57621 | 0.38414
LrgHotel_Basement_EQUIP_2010_SPEED | Equipment |  | Sat | 2014-01-01 | 2014-12-31 | Hourly | 0.28811 | 0.28811 | 0.19207 | 0.19207 | 0.19207 | 0.19207 | 0.38414 | 0.38414 | 0.48018 | 0.48018 | 0.38414 | 0.33613 | 0.33613 | 0.33613 | 0.33613 | 0.33613 | 0.33613 | 0.33613 | 0.67225 | 0.76829 | 0.76829 | 0.76829 | 0.67225 | 0.38414
LrgHotel_Basement_EQUIP_2010_SPEED | Equipment |  | Wkdy ¦ Default | 2014-01-01 | 2014-12-31 | Hourly | 0.28811 | 0.24009 | 0.19207 | 0.19207 | 0.19207 | 0.28811 | 0.48018 | 0.57621 | 0.48018 | 0.48018 | 0.33613 | 0.33613 | 0.33613 | 0.33613 | 0.33613 | 0.33613 | 0.33613 | 0.33613 | 0.67225 | 0.86432 | 0.91234 | 0.86432 | 0.67225 | 0.38414
LrgHotel_Basement_LIGHT_2013_SPEED | Lighting |  | WntrDsn | 2014-01-01 | 2014-12-31 | Constant | Hr 1: 0
LrgHotel_Basement_LIGHT_2013_SPEED | Lighting |  | SmrDsn | 2014-01-01 | 2014-12-31 | Constant | bar: Hr 1
LrgHotel_Basement_LIGHT_2013_SPEED | Lighting |  | Sun | 2014-01-01 | 2014-12-31 | Hourly | 0.26826 | 0.26826 | 0.17884 | 0.17884 | 0.17884 | 0.17884 | 0.26826 | 0.35768 | 0.35768 | 0.26826 | 0.26826 | 0.26826 | 0.26826 | 0.17884 | 0.17884 | 0.17884 | 0.17884 | 0.17884 | 0.44709 | 0.62593 | 0.71535 | 0.53651 | 0.44709 | 0.26826
LrgHotel_Basement_LIGHT_2013_SPEED | Lighting |  | Sat | 2014-01-01 | 2014-12-31 | Hourly | 0.17884 | 0.17884 | 0.089419 | 0.089419 | 0.089419 | 0.089419 | 0.26826 | 0.26826 | 0.35768 | 0.35768 | 0.26826 | 0.22355 | 0.22355 | 0.22355 | 0.22355 | 0.22355 | 0.22355 | 0.22355 | 0.53651 | 0.62593 | 0.62593 | 0.62593 | 0.53651 | 0.26826
LrgHotel_Basement_LIGHT_2013_SPEED | Lighting |  | Wkdy ¦ Default | 2014-01-01 | 2014-12-31 | Hourly | 0.17884 | 0.13413 | 0.089419 | 0.089419 | 0.089419 | 0.17884 | 0.35768 | 0.44709 | 0.35768 | 0.35768 | 0.22355 | 0.22355 | 0.22355 | 0.22355 | 0.22355 | 0.22355 | 0.22355 | 0.22355 | 0.53651 | 0.71535 | 0.80477 | 0.71535 | 0.53651 | 0.26826
LrgHotel_Basement_EQUIP_2013_SPEED | Equipment |  | WntrDsn | 2014-01-01 | 2014-12-31 | Constant | Hr 1: 0
LrgHotel_Basement_EQUIP_2013_SPEED | Equipment |  | SmrDsn | 2014-01-01 | 2014-12-31 | Constant | bar: Hr 1
LrgHotel_Basement_EQUIP_2013_SPEED | Equipment |  | Sun | 2014-01-01 | 2014-12-31 | Hourly | 0.38097 | 0.38097 | 0.28572 | 0.28572 | 0.28572 | 0.28572 | 0.38097 | 0.47621 | 0.47621 | 0.38097 | 0.38097 | 0.38097 | 0.38097 | 0.28572 | 0.28572 | 0.28572 | 0.28572 | 0.28572 | 0.57145 | 0.76193 | 0.85717 | 0.66669 | 0.57145 | 0.38097
LrgHotel_Basement_EQUIP_2013_SPEED | Equipment |  | Sat | 2014-01-01 | 2014-12-31 | Hourly | 0.28572 | 0.28572 | 0.19048 | 0.19048 | 0.19048 | 0.19048 | 0.38097 | 0.38097 | 0.47621 | 0.47621 | 0.38097 | 0.33335 | 0.33335 | 0.33335 | 0.33335 | 0.33335 | 0.33335 | 0.33335 | 0.66669 | 0.76193 | 0.76193 | 0.76193 | 0.66669 | 0.38097
LrgHotel_Basement_EQUIP_2013_SPEED | Equipment |  | Wkdy ¦ Default | 2014-01-01 | 2014-12-31 | Hourly | 0.28572 | 0.2381 | 0.19048 | 0.19048 | 0.19048 | 0.28572 | 0.47621 | 0.57145 | 0.47621 | 0.47621 | 0.33335 | 0.33335 | 0.33335 | 0.33335 | 0.33335 | 0.33335 | 0.33335 | 0.33335 | 0.66669 | 0.85717 | 0.90479 | 0.85717 | 0.66669 | 0.38097
LrgHotel_Basement_INFIL_SPEED | Infiltration |  | WntrDsn | 2014-01-01 | 2014-12-31 | Constant | bar: Hr 1
LrgHotel_Basement_INFIL_SPEED | Infiltration |  | SmrDsn | 2014-01-01 | 2014-12-31 | Constant | bar: Hr 1
LrgHotel_Basement_INFIL_SPEED | Infiltration |  | Sun | 2014-01-01 | 2014-12-31 | Constant | Hr 1: 0.5
LrgHotel_Basement_INFIL_SPEED | Infiltration |  | Sat | 2014-01-01 | 2014-12-31 | Constant | Hr 1: 0.5
LrgHotel_Basement_INFIL_SPEED | Infiltration |  | Wkdy ¦ Default | 2014-01-01 | 2014-12-31 | Constant | Hr 1: 0.5
LrgHotel_Basement_ACTIVITY_SPEED | Activity | W | WntrDsn | 2014-01-01 | 2014-12-31 | Constant | Hr 1: 120
LrgHotel_Basement_ACTIVITY_SPEED | Activity | W | SmrDsn | 2014-01-01 | 2014-12-31 | Constant | Hr 1: 120
LrgHotel_Basement_ACTIVITY_SPEED | Activity | W | Sun | 2014-01-01 | 2014-12-31 | Constant | Hr 1: 120
LrgHotel_Basement_ACTIVITY_SPEED | Activity | W | Sat | 2014-01-01 | 2014-12-31 | Constant | Hr 1: 120
LrgHotel_Basement_ACTIVITY_SPEED | Activity | W | Wkdy ¦ Default | 2014-01-01 | 2014-12-31 | Constant | Hr 1: 120
LrgHotel_Basement_OA_SPEED | OA Air |  | WntrDsn | 2014-01-01 | 2014-12-31 | Constant | bar: Hr 1
LrgHotel_Basement_OA_SPEED | OA Air |  | SmrDsn | 2014-01-01 | 2014-12-31 | Constant | bar: Hr 1
LrgHotel_Basement_OA_SPEED | OA Air |  | Sun | 2014-01-01 | 2014-12-31 | Constant | bar: Hr 1
LrgHotel_Basement_OA_SPEED | OA Air |  | Sat | 2014-01-01 | 2014-12-31 | Constant | bar: Hr 1
LrgHotel_Basement_OA_SPEED | OA Air |  | Wkdy ¦ Default | 2014-01-01 | 2014-12-31 | Constant | bar: Hr 1
LrgHotel_Cafe_CLGSETP_SPEED | Thermostat Setpoint | C | WntrDsn | 2014-01-01 | 2014-12-31 | Constant | Hr 1: 23.9
LrgHotel_Cafe_CLGSETP_SPEED | Thermostat Setpoint | C | SmrDsn | 2014-01-01 | 2014-12-31 | Constant | Hr 1: 23.9
LrgHotel_Cafe_CLGSETP_SPEED | Thermostat Setpoint | C | Sun | 2014-01-01 | 2014-12-31 | Constant | Hr 1: 23.9
LrgHotel_Cafe_CLGSETP_SPEED | Thermostat Setpoint | C | Sat | 2014-01-01 | 2014-12-31 | Constant | Hr 1: 23.9
LrgHotel_Cafe_CLGSETP_SPEED | Thermostat Setpoint | C | Wkdy ¦ Default | 2014-01-01 | 2014-12-31 | Constant | Hr 1: 23.9
LrgHotel_Cafe_HTGSETP_SPEED | Thermostat Setpoint | C | WntrDsn | 2014-01-01 | 2014-12-31 | Constant | Hr 1: 21.1
LrgHotel_Cafe_HTGSETP_SPEED | Thermostat Setpoint | C | SmrDsn | 2014-01-01 | 2014-12-31 | Constant | Hr 1: 21.1
LrgHotel_Cafe_HTGSETP_SPEED | Thermostat Setpoint | C | Sun | 2014-01-01 | 2014-12-31 | Constant | Hr 1: 21.1
LrgHotel_Cafe_HTGSETP_SPEED | Thermostat Setpoint | C | Sat | 2014-01-01 | 2014-12-31 | Constant | Hr 1: 21.1
LrgHotel_Cafe_HTGSETP_SPEED | Thermostat Setpoint | C | Wkdy ¦ Default | 2014-01-01 | 2014-12-31 | Constant | Hr 1: 21.1
LrgHotel_Cafe_OCC_SPEED | Occupancy |  | WntrDsn | 2014-01-01 | 2014-12-31 | Constant | Hr 1: 0
LrgHotel_Cafe_OCC_SPEED | Occupancy |  | SmrDsn | 2014-01-01 | 2014-12-31 | Constant | bar: Hr 1
LrgHotel_Cafe_OCC_SPEED | Occupancy |  | Sun | 2014-01-01 | 2014-12-31 | Hourly | 0.7 | 0.7 | 0.7 | 0.7 | 0.7 | 0.7 | 0.7 | 0.7 | 0.5 | 0.5 | 0.5 | 0.3 | 0.3 | 0.2 | 0.2 | 0.2 | 0.3 | 0.4 | 0.4 | 0.6 | 0.6 | 0.8 | 0.8 | 0.8
LrgHotel_Cafe_OCC_SPEED | Occupancy |  | Sat | 2014-01-01 | 2014-12-31 | Hourly | 0.9 | 0.9 | 0.9 | 0.9 | 0.9 | 0.9 | 0.7 | 0.5 | 0.5 | 0.3 | 0.3 | 0.3 | 0.3 | 0.3 | 0.3 | 0.3 | 0.3 | 0.5 | 0.6 | 0.6 | 0.6 | 0.7 | 0.7 | 0.7
LrgHotel_Cafe_OCC_SPEED | Occupancy |  | Wkdy ¦ Default | 2014-01-01 | 2014-12-31 | Hourly | 0.9 | 0.9 | 0.9 | 0.9 | 0.9 | 0.9 | 0.7 | 0.4 | 0.4 | 0.2 | 0.2 | 0.2 | 0.2 | 0.2 | 0.2 | 0.3 | 0.5 | 0.5 | 0.5 | 0.7 | 0.7 | 0.8 | 0.9 | 0.9
LrgHotel_Cafe_LIGHT_2007_SPEED | Lighting |  | WntrDsn | 2014-01-01 | 2014-12-31 | Constant | Hr 1: 0
LrgHotel_Cafe_LIGHT_2007_SPEED | Lighting |  | SmrDsn | 2014-01-01 | 2014-12-31 | Constant | bar: Hr 1
LrgHotel_Cafe_LIGHT_2007_SPEED | Lighting |  | Sun | 2014-01-01 | 2014-12-31 | Hourly | 0.3 | 0.3 | 0.2 | 0.2 | 0.2 | 0.2 | 0.3 | 0.4 | 0.4 | 0.3 | 0.3 | 0.3 | 0.3 | 0.2 | 0.2 | 0.2 | 0.2 | 0.2 | 0.5 | 0.7 | 0.8 | 0.6 | 0.5 | 0.3
LrgHotel_Cafe_LIGHT_2007_SPEED | Lighting |  | Sat | 2014-01-01 | 2014-12-31 | Hourly | 0.2 | 0.2 | 0.1 | 0.1 | 0.1 | 0.1 | 0.3 | 0.3 | 0.4 | 0.4 | 0.3 | 0.25 | 0.25 | 0.25 | 0.25 | 0.25 | 0.25 | 0.25 | 0.6 | 0.7 | 0.7 | 0.7 | 0.6 | 0.3
LrgHotel_Cafe_LIGHT_2007_SPEED | Lighting |  | Wkdy ¦ Default | 2014-01-01 | 2014-12-31 | Hourly | 0.2 | 0.15 | 0.1 | 0.1 | 0.1 | 0.2 | 0.4 | 0.5 | 0.4 | 0.4 | 0.25 | 0.25 | 0.25 | 0.25 | 0.25 | 0.25 | 0.25 | 0.25 | 0.6 | 0.8 | 0.9 | 0.8 | 0.6 | 0.3
LrgHotel_Cafe_EQUIP_2007_SPEED | Equipment |  | WntrDsn | 2014-01-01 | 2014-12-31 | Constant | Hr 1: 0
LrgHotel_Cafe_EQUIP_2007_SPEED | Equipment |  | SmrDsn | 2014-01-01 | 2014-12-31 | Constant | bar: Hr 1
LrgHotel_Cafe_EQUIP_2007_SPEED | Equipment |  | Sun | 2014-01-01 | 2014-12-31 | Hourly | 0.4 | 0.4 | 0.3 | 0.3 | 0.3 | 0.3 | 0.4 | 0.5 | 0.5 | 0.4 | 0.4 | 0.4 | 0.4 | 0.3 | 0.3 | 0.3 | 0.3 | 0.3 | 0.6 | 0.8 | 0.9 | 0.7 | 0.6 | 0.4
LrgHotel_Cafe_EQUIP_2007_SPEED | Equipment |  | Sat | 2014-01-01 | 2014-12-31 | Hourly | 0.3 | 0.3 | 0.2 | 0.2 | 0.2 | 0.2 | 0.4 | 0.4 | 0.5 | 0.5 | 0.4 | 0.35 | 0.35 | 0.35 | 0.35 | 0.35 | 0.35 | 0.35 | 0.7 | 0.8 | 0.8 | 0.8 | 0.7 | 0.4
LrgHotel_Cafe_EQUIP_2007_SPEED | Equipment |  | Wkdy ¦ Default | 2014-01-01 | 2014-12-31 | Hourly | 0.3 | 0.25 | 0.2 | 0.2 | 0.2 | 0.3 | 0.5 | 0.6 | 0.5 | 0.5 | 0.35 | 0.35 | 0.35 | 0.35 | 0.35 | 0.35 | 0.35 | 0.35 | 0.7 | 0.9 | 0.95 | 0.9 | 0.7 | 0.4
LrgHotel_Cafe_LIGHT_2010_SPEED | Lighting |  | WntrDsn | 2014-01-01 | 2014-12-31 | Constant | Hr 1: 0
LrgHotel_Cafe_LIGHT_2010_SPEED | Lighting |  | SmrDsn | 2014-01-01 | 2014-12-31 | Constant | bar: Hr 1
LrgHotel_Cafe_LIGHT_2010_SPEED | Lighting |  | Sun | 2014-01-01 | 2014-12-31 | Hourly | 0.3 | 0.3 | 0.2 | 0.2 | 0.2 | 0.2 | 0.3 | 0.4 | 0.4 | 0.3 | 0.3 | 0.3 | 0.3 | 0.2 | 0.2 | 0.2 | 0.2 | 0.2 | 0.5 | 0.7 | 0.8 | 0.6 | 0.5 | 0.3
LrgHotel_Cafe_LIGHT_2010_SPEED | Lighting |  | Sat | 2014-01-01 | 2014-12-31 | Hourly | 0.2 | 0.2 | 0.1 | 0.1 | 0.1 | 0.1 | 0.3 | 0.3 | 0.4 | 0.4 | 0.3 | 0.25 | 0.25 | 0.25 | 0.25 | 0.25 | 0.25 | 0.25 | 0.6 | 0.7 | 0.7 | 0.7 | 0.6 | 0.3
LrgHotel_Cafe_LIGHT_2010_SPEED | Lighting |  | Wkdy ¦ Default | 2014-01-01 | 2014-12-31 | Hourly | 0.2 | 0.15 | 0.1 | 0.1 | 0.1 | 0.2 | 0.4 | 0.5 | 0.4 | 0.4 | 0.25 | 0.25 | 0.25 | 0.25 | 0.25 | 0.25 | 0.25 | 0.25 | 0.6 | 0.8 | 0.9 | 0.8 | 0.6 | 0.3
LrgHotel_Cafe_EQUIP_2010_SPEED | Equipment |  | WntrDsn | 2014-01-01 | 2014-12-31 | Constant | Hr 1: 0
LrgHotel_Cafe_EQUIP_2010_SPEED | Equipment |  | SmrDsn | 2014-01-01 | 2014-12-31 | Constant | bar: Hr 1
LrgHotel_Cafe_EQUIP_2010_SPEED | Equipment |  | Sun | 2014-01-01 | 2014-12-31 | Hourly | 0.4 | 0.4 | 0.3 | 0.3 | 0.3 | 0.3 | 0.4 | 0.5 | 0.5 | 0.4 | 0.4 | 0.4 | 0.4 | 0.3 | 0.3 | 0.3 | 0.3 | 0.3 | 0.6 | 0.8 | 0.9 | 0.7 | 0.6 | 0.4
LrgHotel_Cafe_EQUIP_2010_SPEED | Equipment |  | Sat | 2014-01-01 | 2014-12-31 | Hourly | 0.3 | 0.3 | 0.2 | 0.2 | 0.2 | 0.2 | 0.4 | 0.4 | 0.5 | 0.5 | 0.4 | 0.35 | 0.35 | 0.35 | 0.35 | 0.35 | 0.35 | 0.35 | 0.7 | 0.8 | 0.8 | 0.8 | 0.7 | 0.4
LrgHotel_Cafe_EQUIP_2010_SPEED | Equipment |  | Wkdy ¦ Default | 2014-01-01 | 2014-12-31 | Hourly | 0.3 | 0.25 | 0.2 | 0.2 | 0.2 | 0.3 | 0.5 | 0.6 | 0.5 | 0.5 | 0.35 | 0.35 | 0.35 | 0.35 | 0.35 | 0.35 | 0.35 | 0.35 | 0.7 | 0.9 | 0.95 | 0.9 | 0.7 | 0.4
LrgHotel_Cafe_LIGHT_2013_SPEED | Lighting |  | WntrDsn | 2014-01-01 | 2014-12-31 | Constant | Hr 1: 0
LrgHotel_Cafe_LIGHT_2013_SPEED | Lighting |  | SmrDsn | 2014-01-01 | 2014-12-31 | Constant | bar: Hr 1
LrgHotel_Cafe_LIGHT_2013_SPEED | Lighting |  | Sun | 2014-01-01 | 2014-12-31 | Hourly | 0.3 | 0.3 | 0.2 | 0.2 | 0.2 | 0.2 | 0.3 | 0.4 | 0.4 | 0.3 | 0.3 | 0.3 | 0.3 | 0.2 | 0.2 | 0.2 | 0.2 | 0.2 | 0.5 | 0.7 | 0.8 | 0.6 | 0.5 | 0.3
LrgHotel_Cafe_LIGHT_2013_SPEED | Lighting |  | Sat | 2014-01-01 | 2014-12-31 | Hourly | 0.2 | 0.2 | 0.1 | 0.1 | 0.1 | 0.1 | 0.3 | 0.3 | 0.4 | 0.4 | 0.3 | 0.25 | 0.25 | 0.25 | 0.25 | 0.25 | 0.25 | 0.25 | 0.6 | 0.7 | 0.7 | 0.7 | 0.6 | 0.3
LrgHotel_Cafe_LIGHT_2013_SPEED | Lighting |  | Wkdy ¦ Default | 2014-01-01 | 2014-12-31 | Hourly | 0.2 | 0.15 | 0.1 | 0.1 | 0.1 | 0.2 | 0.4 | 0.5 | 0.4 | 0.4 | 0.25 | 0.25 | 0.25 | 0.25 | 0.25 | 0.25 | 0.25 | 0.25 | 0.6 | 0.8 | 0.9 | 0.8 | 0.6 | 0.3
LrgHotel_Cafe_EQUIP_2013_SPEED | Equipment |  | WntrDsn | 2014-01-01 | 2014-12-31 | Constant | Hr 1: 0
LrgHotel_Cafe_EQUIP_2013_SPEED | Equipment |  | SmrDsn | 2014-01-01 | 2014-12-31 | Constant | bar: Hr 1
LrgHotel_Cafe_EQUIP_2013_SPEED | Equipment |  | Sun | 2014-01-01 | 2014-12-31 | Hourly | 0.4 | 0.4 | 0.3 | 0.3 | 0.3 | 0.3 | 0.4 | 0.5 | 0.5 | 0.4 | 0.4 | 0.4 | 0.4 | 0.3 | 0.3 | 0.3 | 0.3 | 0.3 | 0.6 | 0.8 | 0.9 | 0.7 | 0.6 | 0.4
LrgHotel_Cafe_EQUIP_2013_SPEED | Equipment |  | Sat | 2014-01-01 | 2014-12-31 | Hourly | 0.3 | 0.3 | 0.2 | 0.2 | 0.2 | 0.2 | 0.4 | 0.4 | 0.5 | 0.5 | 0.4 | 0.35 | 0.35 | 0.35 | 0.35 | 0.35 | 0.35 | 0.35 | 0.7 | 0.8 | 0.8 | 0.8 | 0.7 | 0.4
LrgHotel_Cafe_EQUIP_2013_SPEED | Equipment |  | Wkdy ¦ Default | 2014-01-01 | 2014-12-31 | Hourly | 0.3 | 0.25 | 0.2 | 0.2 | 0.2 | 0.3 | 0.5 | 0.6 | 0.5 | 0.5 | 0.35 | 0.35 | 0.35 | 0.35 | 0.35 | 0.35 | 0.35 | 0.35 | 0.7 | 0.9 | 0.95 | 0.9 | 0.7 | 0.4
LrgHotel_Cafe_INFIL_SPEED | Infiltration |  | WntrDsn | 2014-01-01 | 2014-12-31 | Constant | bar: Hr 1
LrgHotel_Cafe_INFIL_SPEED | Infiltration |  | SmrDsn | 2014-01-01 | 2014-12-31 | Constant | bar: Hr 1
LrgHotel_Cafe_INFIL_SPEED | Infiltration |  | Sun | 2014-01-01 | 2014-12-31 | Constant | Hr 1: 0.5
LrgHotel_Cafe_INFIL_SPEED | Infiltration |  | Sat | 2014-01-01 | 2014-12-31 | Constant | Hr 1: 0.5
LrgHotel_Cafe_INFIL_SPEED | Infiltration |  | Wkdy ¦ Default | 2014-01-01 | 2014-12-31 | Constant | Hr 1: 0.5
LrgHotel_Cafe_INFIL_2007_SPEED | Infiltration |  | WntrDsn | 2014-01-01 | 2014-12-31 | Constant | bar: Hr 1
LrgHotel_Cafe_INFIL_2007_SPEED | Infiltration |  | SmrDsn | 2014-01-01 | 2014-12-31 | Constant | bar: Hr 1
LrgHotel_Cafe_INFIL_2007_SPEED | Infiltration |  | Sun | 2014-01-01 | 2014-12-31 | Constant | bar: Hr 1
LrgHotel_Cafe_INFIL_2007_SPEED | Infiltration |  | Sat | 2014-01-01 | 2014-12-31 | Constant | bar: Hr 1
LrgHotel_Cafe_INFIL_2007_SPEED | Infiltration |  | Wkdy ¦ Default | 2014-01-01 | 2014-12-31 | Constant | bar: Hr 1
LrgHotel_Cafe_ACTIVITY_SPEED | Activity | W | WntrDsn | 2014-01-01 | 2014-12-31 | Constant | Hr 1: 120
LrgHotel_Cafe_ACTIVITY_SPEED | Activity | W | SmrDsn | 2014-01-01 | 2014-12-31 | Constant | Hr 1: 120
LrgHotel_Cafe_ACTIVITY_SPEED | Activity | W | Sun | 2014-01-01 | 2014-12-31 | Constant | Hr 1: 120
LrgHotel_Cafe_ACTIVITY_SPEED | Activity | W | Sat | 2014-01-01 | 2014-12-31 | Constant | Hr 1: 120
LrgHotel_Cafe_ACTIVITY_SPEED | Activity | W | Wkdy ¦ Default | 2014-01-01 | 2014-12-31 | Constant | Hr 1: 120
LrgHotel_Cafe_OA_SPEED | OA Air |  | WntrDsn | 2014-01-01 | 2014-12-31 | Constant | bar: Hr 1
LrgHotel_Cafe_OA_SPEED | OA Air |  | SmrDsn | 2014-01-01 | 2014-12-31 | Constant | bar: Hr 1
LrgHotel_Cafe_OA_SPEED | OA Air |  | Sun | 2014-01-01 | 2014-12-31 | Constant | bar: Hr 1
LrgHotel_Cafe_OA_SPEED | OA Air |  | Sat | 2014-01-01 | 2014-12-31 | Constant | bar: Hr 1
LrgHotel_Cafe_OA_SPEED | OA Air |  | Wkdy ¦ Default | 2014-01-01 | 2014-12-31 | Constant | bar: Hr 1
LrgHotel_Corridor_CLGSETP_SPEED | Thermostat Setpoint | C | WntrDsn | 2014-01-01 | 2014-12-31 | Constant | Hr 1: 23.9
LrgHotel_Corridor_CLGSETP_SPEED | Thermostat Setpoint | C | SmrDsn | 2014-01-01 | 2014-12-31 | Constant | Hr 1: 23.9
LrgHotel_Corridor_CLGSETP_SPEED | Thermostat Setpoint | C | Sun | 2014-01-01 | 2014-12-31 | Constant | Hr 1: 23.9
LrgHotel_Corridor_CLGSETP_SPEED | Thermostat Setpoint | C | Sat | 2014-01-01 | 2014-12-31 | Constant | Hr 1: 23.9
LrgHotel_Corridor_CLGSETP_SPEED | Thermostat Setpoint | C | Wkdy ¦ Default | 2014-01-01 | 2014-12-31 | Constant | Hr 1: 23.9
LrgHotel_Corridor_HTGSETP_SPEED | Thermostat Setpoint | C | WntrDsn | 2014-01-01 | 2014-12-31 | Constant | Hr 1: 21.1
LrgHotel_Corridor_HTGSETP_SPEED | Thermostat Setpoint | C | SmrDsn | 2014-01-01 | 2014-12-31 | Constant | Hr 1: 21.1
LrgHotel_Corridor_HTGSETP_SPEED | Thermostat Setpoint | C | Sun | 2014-01-01 | 2014-12-31 | Constant | Hr 1: 21.1
LrgHotel_Corridor_HTGSETP_SPEED | Thermostat Setpoint | C | Sat | 2014-01-01 | 2014-12-31 | Constant | Hr 1: 21.1
LrgHotel_Corridor_HTGSETP_SPEED | Thermostat Setpoint | C | Wkdy ¦ Default | 2014-01-01 | 2014-12-31 | Constant | Hr 1: 21.1
LrgHotel_Corridor_OCC_SPEED | Occupancy |  | WntrDsn | 2014-01-01 | 2014-12-31 | Constant | Hr 1: 0
LrgHotel_Corridor_OCC_SPEED | Occupancy |  | SmrDsn | 2014-01-01 | 2014-12-31 | Constant | bar: Hr 1
LrgHotel_Corridor_OCC_SPEED | Occupancy |  | Sun | 2014-01-01 | 2014-12-31 | Hourly | 0.7 | 0.7 | 0.7 | 0.7 | 0.7 | 0.7 | 0.7 | 0.7 | 0.5 | 0.5 | 0.5 | 0.3 | 0.3 | 0.2 | 0.2 | 0.2 | 0.3 | 0.4 | 0.4 | 0.6 | 0.6 | 0.8 | 0.8 | 0.8
LrgHotel_Corridor_OCC_SPEED | Occupancy |  | Sat | 2014-01-01 | 2014-12-31 | Hourly | 0.9 | 0.9 | 0.9 | 0.9 | 0.9 | 0.9 | 0.7 | 0.5 | 0.5 | 0.3 | 0.3 | 0.3 | 0.3 | 0.3 | 0.3 | 0.3 | 0.3 | 0.5 | 0.6 | 0.6 | 0.6 | 0.7 | 0.7 | 0.7
LrgHotel_Corridor_OCC_SPEED | Occupancy |  | Wkdy ¦ Default | 2014-01-01 | 2014-12-31 | Hourly | 0.9 | 0.9 | 0.9 | 0.9 | 0.9 | 0.9 | 0.7 | 0.4 | 0.4 | 0.2 | 0.2 | 0.2 | 0.2 | 0.2 | 0.2 | 0.3 | 0.5 | 0.5 | 0.5 | 0.7 | 0.7 | 0.8 | 0.9 | 0.9
LrgHotel_Corridor_LIGHT_2007_SPEED | Lighting |  | WntrDsn | 2014-01-01 | 2014-12-31 | Constant | Hr 1: 0
LrgHotel_Corridor_LIGHT_2007_SPEED | Lighting |  | SmrDsn | 2014-01-01 | 2014-12-31 | Constant | bar: Hr 1
LrgHotel_Corridor_LIGHT_2007_SPEED | Lighting |  | Sun | 2014-01-01 | 2014-12-31 | Hourly | 0.3 | 0.3 | 0.2 | 0.2 | 0.2 | 0.2 | 0.3 | 0.4 | 0.4 | 0.3 | 0.3 | 0.3 | 0.3 | 0.2 | 0.2 | 0.2 | 0.2 | 0.2 | 0.5 | 0.7 | 0.8 | 0.6 | 0.5 | 0.3
LrgHotel_Corridor_LIGHT_2007_SPEED | Lighting |  | Sat | 2014-01-01 | 2014-12-31 | Hourly | 0.2 | 0.2 | 0.1 | 0.1 | 0.1 | 0.1 | 0.3 | 0.3 | 0.4 | 0.4 | 0.3 | 0.25 | 0.25 | 0.25 | 0.25 | 0.25 | 0.25 | 0.25 | 0.6 | 0.7 | 0.7 | 0.7 | 0.6 | 0.3
LrgHotel_Corridor_LIGHT_2007_SPEED | Lighting |  | Wkdy ¦ Default | 2014-01-01 | 2014-12-31 | Hourly | 0.2 | 0.15 | 0.1 | 0.1 | 0.1 | 0.2 | 0.4 | 0.5 | 0.4 | 0.4 | 0.25 | 0.25 | 0.25 | 0.25 | 0.25 | 0.25 | 0.25 | 0.25 | 0.6 | 0.8 | 0.9 | 0.8 | 0.6 | 0.3
LrgHotel_Corridor_EQUIP_2007_SPEED | Equipment |  | WntrDsn | 2014-01-01 | 2014-12-31 | Constant | Hr 1: 0
LrgHotel_Corridor_EQUIP_2007_SPEED | Equipment |  | SmrDsn | 2014-01-01 | 2014-12-31 | Constant | bar: Hr 1
LrgHotel_Corridor_EQUIP_2007_SPEED | Equipment |  | Sun | 2014-01-01 | 2014-12-31 | Hourly | 0.4 | 0.4 | 0.3 | 0.3 | 0.3 | 0.3 | 0.4 | 0.5 | 0.5 | 0.4 | 0.4 | 0.4 | 0.4 | 0.3 | 0.3 | 0.3 | 0.3 | 0.3 | 0.6 | 0.8 | 0.9 | 0.7 | 0.6 | 0.4
LrgHotel_Corridor_EQUIP_2007_SPEED | Equipment |  | Sat | 2014-01-01 | 2014-12-31 | Hourly | 0.3 | 0.3 | 0.2 | 0.2 | 0.2 | 0.2 | 0.4 | 0.4 | 0.5 | 0.5 | 0.4 | 0.35 | 0.35 | 0.35 | 0.35 | 0.35 | 0.35 | 0.35 | 0.7 | 0.8 | 0.8 | 0.8 | 0.7 | 0.4
LrgHotel_Corridor_EQUIP_2007_SPEED | Equipment |  | Wkdy ¦ Default | 2014-01-01 | 2014-12-31 | Hourly | 0.3 | 0.25 | 0.2 | 0.2 | 0.2 | 0.3 | 0.5 | 0.6 | 0.5 | 0.5 | 0.35 | 0.35 | 0.35 | 0.35 | 0.35 | 0.35 | 0.35 | 0.35 | 0.7 | 0.9 | 0.95 | 0.9 | 0.7 | 0.4
LrgHotel_Corridor_LIGHT_2010_SPEED | Lighting |  | WntrDsn | 2014-01-01 | 2014-12-31 | Constant | Hr 1: 0
LrgHotel_Corridor_LIGHT_2010_SPEED | Lighting |  | SmrDsn | 2014-01-01 | 2014-12-31 | Constant | bar: Hr 1
LrgHotel_Corridor_LIGHT_2010_SPEED | Lighting |  | Sun | 2014-01-01 | 2014-12-31 | Hourly | 0.25029 | 0.25029 | 0.16686 | 0.16686 | 0.16686 | 0.16686 | 0.25029 | 0.33372 | 0.33372 | 0.25029 | 0.25029 | 0.25029 | 0.25029 | 0.16686 | 0.16686 | 0.16686 | 0.16686 | 0.16686 | 0.41715 | 0.58401 | 0.66744 | 0.50058 | 0.41715 | 0.25029
LrgHotel_Corridor_LIGHT_2010_SPEED | Lighting |  | Sat | 2014-01-01 | 2014-12-31 | Hourly | 0.16686 | 0.16686 | 0.08343 | 0.08343 | 0.08343 | 0.08343 | 0.25029 | 0.25029 | 0.33372 | 0.33372 | 0.25029 | 0.20858 | 0.20858 | 0.20858 | 0.20858 | 0.20858 | 0.20858 | 0.20858 | 0.50058 | 0.58401 | 0.58401 | 0.58401 | 0.50058 | 0.25029
LrgHotel_Corridor_LIGHT_2010_SPEED | Lighting |  | Wkdy ¦ Default | 2014-01-01 | 2014-12-31 | Hourly | 0.16686 | 0.12515 | 0.08343 | 0.08343 | 0.08343 | 0.16686 | 0.33372 | 0.41715 | 0.33372 | 0.33372 | 0.20858 | 0.20858 | 0.20858 | 0.20858 | 0.20858 | 0.20858 | 0.20858 | 0.20858 | 0.50058 | 0.66744 | 0.75087 | 0.66744 | 0.50058 | 0.25029
LrgHotel_Corridor_EQUIP_2010_SPEED | Equipment |  | WntrDsn | 2014-01-01 | 2014-12-31 | Constant | Hr 1: 0
LrgHotel_Corridor_EQUIP_2010_SPEED | Equipment |  | SmrDsn | 2014-01-01 | 2014-12-31 | Constant | bar: Hr 1
LrgHotel_Corridor_EQUIP_2010_SPEED | Equipment |  | Sun | 2014-01-01 | 2014-12-31 | Hourly | 0.4 | 0.4 | 0.3 | 0.3 | 0.3 | 0.3 | 0.4 | 0.5 | 0.5 | 0.4 | 0.4 | 0.4 | 0.4 | 0.3 | 0.3 | 0.3 | 0.3 | 0.3 | 0.6 | 0.8 | 0.9 | 0.7 | 0.6 | 0.4
LrgHotel_Corridor_EQUIP_2010_SPEED | Equipment |  | Sat | 2014-01-01 | 2014-12-31 | Hourly | 0.3 | 0.3 | 0.2 | 0.2 | 0.2 | 0.2 | 0.4 | 0.4 | 0.5 | 0.5 | 0.4 | 0.35 | 0.35 | 0.35 | 0.35 | 0.35 | 0.35 | 0.35 | 0.7 | 0.8 | 0.8 | 0.8 | 0.7 | 0.4
LrgHotel_Corridor_EQUIP_2010_SPEED | Equipment |  | Wkdy ¦ Default | 2014-01-01 | 2014-12-31 | Hourly | 0.3 | 0.25 | 0.2 | 0.2 | 0.2 | 0.3 | 0.5 | 0.6 | 0.5 | 0.5 | 0.35 | 0.35 | 0.35 | 0.35 | 0.35 | 0.35 | 0.35 | 0.35 | 0.7 | 0.9 | 0.95 | 0.9 | 0.7 | 0.4
LrgHotel_Corridor_LIGHT_2013_SPEED | Lighting |  | WntrDsn | 2014-01-01 | 2014-12-31 | Constant | Hr 1: 0
LrgHotel_Corridor_LIGHT_2013_SPEED | Lighting |  | SmrDsn | 2014-01-01 | 2014-12-31 | Constant | bar: Hr 1
LrgHotel_Corridor_LIGHT_2013_SPEED | Lighting |  | Sun | 2014-01-01 | 2014-12-31 | Hourly | 0.16269 | 0.16269 | 0.10846 | 0.10846 | 0.10846 | 0.10846 | 0.16269 | 0.21692 | 0.21692 | 0.16269 | 0.16269 | 0.16269 | 0.16269 | 0.10846 | 0.10846 | 0.10846 | 0.10846 | 0.10846 | 0.27115 | 0.37961 | 0.43384 | 0.32538 | 0.27115 | 0.16269
LrgHotel_Corridor_LIGHT_2013_SPEED | Lighting |  | Sat | 2014-01-01 | 2014-12-31 | Hourly | 0.10846 | 0.10846 | 0.054229 | 0.054229 | 0.054229 | 0.054229 | 0.16269 | 0.16269 | 0.21692 | 0.21692 | 0.13557 | 0.13557 | 0.13557 | 0.13557 | 0.13557 | 0.13557 | 0.13557 | 0.13557 | 0.32538 | 0.37961 | 0.37961 | 0.37961 | 0.32538 | 0.16269
LrgHotel_Corridor_LIGHT_2013_SPEED | Lighting |  | Wkdy ¦ Default | 2014-01-01 | 2014-12-31 | Hourly | 0.10846 | 0.081344 | 0.054229 | 0.054229 | 0.054229 | 0.10846 | 0.21692 | 0.27115 | 0.21692 | 0.21692 | 0.20858 | 0.13557 | 0.13557 | 0.13557 | 0.13557 | 0.13557 | 0.13557 | 0.13557 | 0.32538 | 0.43384 | 0.48807 | 0.43384 | 0.32538 | 0.16269
LrgHotel_Corridor_EQUIP_2013_SPEED | Equipment |  | WntrDsn | 2014-01-01 | 2014-12-31 | Constant | Hr 1: 0
LrgHotel_Corridor_EQUIP_2013_SPEED | Equipment |  | SmrDsn | 2014-01-01 | 2014-12-31 | Constant | bar: Hr 1
LrgHotel_Corridor_EQUIP_2013_SPEED | Equipment |  | Sun | 2014-01-01 | 2014-12-31 | Hourly | 0.4 | 0.4 | 0.3 | 0.3 | 0.3 | 0.3 | 0.4 | 0.5 | 0.5 | 0.4 | 0.4 | 0.4 | 0.4 | 0.3 | 0.3 | 0.3 | 0.3 | 0.3 | 0.6 | 0.8 | 0.9 | 0.7 | 0.6 | 0.4
LrgHotel_Corridor_EQUIP_2013_SPEED | Equipment |  | Sat | 2014-01-01 | 2014-12-31 | Hourly | 0.3 | 0.3 | 0.2 | 0.2 | 0.2 | 0.2 | 0.4 | 0.4 | 0.5 | 0.5 | 0.4 | 0.35 | 0.35 | 0.35 | 0.35 | 0.35 | 0.35 | 0.35 | 0.7 | 0.8 | 0.8 | 0.8 | 0.7 | 0.4
LrgHotel_Corridor_EQUIP_2013_SPEED | Equipment |  | Wkdy ¦ Default | 2014-01-01 | 2014-12-31 | Hourly | 0.3 | 0.25 | 0.2 | 0.2 | 0.2 | 0.3 | 0.5 | 0.6 | 0.5 | 0.5 | 0.35 | 0.35 | 0.35 | 0.35 | 0.35 | 0.35 | 0.35 | 0.35 | 0.7 | 0.9 | 0.95 | 0.9 | 0.7 | 0.4
LrgHotel_Corridor_INFIL_SPEED | Infiltration |  | WntrDsn | 2014-01-01 | 2014-12-31 | Constant | bar: Hr 1
LrgHotel_Corridor_INFIL_SPEED | Infiltration |  | SmrDsn | 2014-01-01 | 2014-12-31 | Constant | bar: Hr 1
LrgHotel_Corridor_INFIL_SPEED | Infiltration |  | Sun | 2014-01-01 | 2014-12-31 | Constant | Hr 1: 0.5
LrgHotel_Corridor_INFIL_SPEED | Infiltration |  | Sat | 2014-01-01 | 2014-12-31 | Constant | Hr 1: 0.5
LrgHotel_Corridor_INFIL_SPEED | Infiltration |  | Wkdy ¦ Default | 2014-01-01 | 2014-12-31 | Constant | Hr 1: 0.5
LrgHotel_Corridor_INFIL_2007_SPEED | Infiltration |  | WntrDsn | 2014-01-01 | 2014-12-31 | Constant | bar: Hr 1
LrgHotel_Corridor_INFIL_2007_SPEED | Infiltration |  | SmrDsn | 2014-01-01 | 2014-12-31 | Constant | bar: Hr 1
LrgHotel_Corridor_INFIL_2007_SPEED | Infiltration |  | Sun | 2014-01-01 | 2014-12-31 | Constant | bar: Hr 1
LrgHotel_Corridor_INFIL_2007_SPEED | Infiltration |  | Sat | 2014-01-01 | 2014-12-31 | Constant | bar: Hr 1
LrgHotel_Corridor_INFIL_2007_SPEED | Infiltration |  | Wkdy ¦ Default | 2014-01-01 | 2014-12-31 | Constant | bar: Hr 1
LrgHotel_Corridor_ACTIVITY_SPEED | Activity | W | WntrDsn | 2014-01-01 | 2014-12-31 | Constant | Hr 1: 120
LrgHotel_Corridor_ACTIVITY_SPEED | Activity | W | SmrDsn | 2014-01-01 | 2014-12-31 | Constant | Hr 1: 120
LrgHotel_Corridor_ACTIVITY_SPEED | Activity | W | Sun | 2014-01-01 | 2014-12-31 | Constant | Hr 1: 120
LrgHotel_Corridor_ACTIVITY_SPEED | Activity | W | Sat | 2014-01-01 | 2014-12-31 | Constant | Hr 1: 120
LrgHotel_Corridor_ACTIVITY_SPEED | Activity | W | Wkdy ¦ Default | 2014-01-01 | 2014-12-31 | Constant | Hr 1: 120
LrgHotel_Corridor_OA_SPEED | OA Air |  | WntrDsn | 2014-01-01 | 2014-12-31 | Constant | bar: Hr 1
LrgHotel_Corridor_OA_SPEED | OA Air |  | SmrDsn | 2014-01-01 | 2014-12-31 | Constant | bar: Hr 1
LrgHotel_Corridor_OA_SPEED | OA Air |  | Sun | 2014-01-01 | 2014-12-31 | Constant | bar: Hr 1
LrgHotel_Corridor_OA_SPEED | OA Air |  | Sat | 2014-01-01 | 2014-12-31 | Constant | bar: Hr 1
LrgHotel_Corridor_OA_SPEED | OA Air |  | Wkdy ¦ Default | 2014-01-01 | 2014-12-31 | Constant | bar: Hr 1
LrgHotel_Lobby_CLGSETP_SPEED | Thermostat Setpoint | C | WntrDsn | 2014-01-01 | 2014-12-31 | Constant | Hr 1: 23.9
LrgHotel_Lobby_CLGSETP_SPEED | Thermostat Setpoint | C | SmrDsn | 2014-01-01 | 2014-12-31 | Constant | Hr 1: 23.9
LrgHotel_Lobby_CLGSETP_SPEED | Thermostat Setpoint | C | Sun | 2014-01-01 | 2014-12-31 | Constant | Hr 1: 23.9
LrgHotel_Lobby_CLGSETP_SPEED | Thermostat Setpoint | C | Sat | 2014-01-01 | 2014-12-31 | Constant | Hr 1: 23.9
LrgHotel_Lobby_CLGSETP_SPEED | Thermostat Setpoint | C | Wkdy ¦ Default | 2014-01-01 | 2014-12-31 | Constant | Hr 1: 23.9
LrgHotel_Lobby_HTGSETP_SPEED | Thermostat Setpoint | C | WntrDsn | 2014-01-01 | 2014-12-31 | Constant | Hr 1: 21.1
LrgHotel_Lobby_HTGSETP_SPEED | Thermostat Setpoint | C | SmrDsn | 2014-01-01 | 2014-12-31 | Constant | Hr 1: 21.1
LrgHotel_Lobby_HTGSETP_SPEED | Thermostat Setpoint | C | Sun | 2014-01-01 | 2014-12-31 | Constant | Hr 1: 21.1
LrgHotel_Lobby_HTGSETP_SPEED | Thermostat Setpoint | C | Sat | 2014-01-01 | 2014-12-31 | Constant | Hr 1: 21.1
LrgHotel_Lobby_HTGSETP_SPEED | Thermostat Setpoint | C | Wkdy ¦ Default | 2014-01-01 | 2014-12-31 | Constant | Hr 1: 21.1
LrgHotel_Lobby_OCC_SPEED | Occupancy |  | WntrDsn | 2014-01-01 | 2014-12-31 | Constant | Hr 1: 0
LrgHotel_Lobby_OCC_SPEED | Occupancy |  | SmrDsn | 2014-01-01 | 2014-12-31 | Constant | bar: Hr 1
LrgHotel_Lobby_OCC_SPEED | Occupancy |  | Sun | 2014-01-01 | 2014-12-31 | Hourly | 0.7 | 0.7 | 0.7 | 0.7 | 0.7 | 0.7 | 0.7 | 0.7 | 0.5 | 0.5 | 0.5 | 0.3 | 0.3 | 0.2 | 0.2 | 0.2 | 0.3 | 0.4 | 0.4 | 0.6 | 0.6 | 0.8 | 0.8 | 0.8
LrgHotel_Lobby_OCC_SPEED | Occupancy |  | Sat | 2014-01-01 | 2014-12-31 | Hourly | 0.9 | 0.9 | 0.9 | 0.9 | 0.9 | 0.9 | 0.7 | 0.5 | 0.5 | 0.3 | 0.3 | 0.3 | 0.3 | 0.3 | 0.3 | 0.3 | 0.3 | 0.5 | 0.6 | 0.6 | 0.6 | 0.7 | 0.7 | 0.7
LrgHotel_Lobby_OCC_SPEED | Occupancy |  | Wkdy ¦ Default | 2014-01-01 | 2014-12-31 | Hourly | 0.9 | 0.9 | 0.9 | 0.9 | 0.9 | 0.9 | 0.7 | 0.4 | 0.4 | 0.2 | 0.2 | 0.2 | 0.2 | 0.2 | 0.2 | 0.3 | 0.5 | 0.5 | 0.5 | 0.7 | 0.7 | 0.8 | 0.9 | 0.9
LrgHotel_Lobby_LIGHT_2007_SPEED | Lighting |  | WntrDsn | 2014-01-01 | 2014-12-31 | Constant | Hr 1: 0
LrgHotel_Lobby_LIGHT_2007_SPEED | Lighting |  | SmrDsn | 2014-01-01 | 2014-12-31 | Constant | bar: Hr 1
LrgHotel_Lobby_LIGHT_2007_SPEED | Lighting |  | Sun | 2014-01-01 | 2014-12-31 | Hourly | 0.3 | 0.3 | 0.2 | 0.2 | 0.2 | 0.2 | 0.3 | 0.4 | 0.4 | 0.3 | 0.3 | 0.3 | 0.3 | 0.2 | 0.2 | 0.2 | 0.2 | 0.2 | 0.5 | 0.7 | 0.8 | 0.6 | 0.5 | 0.3
LrgHotel_Lobby_LIGHT_2007_SPEED | Lighting |  | Sat | 2014-01-01 | 2014-12-31 | Hourly | 0.2 | 0.2 | 0.1 | 0.1 | 0.1 | 0.1 | 0.3 | 0.3 | 0.4 | 0.4 | 0.3 | 0.25 | 0.25 | 0.25 | 0.25 | 0.25 | 0.25 | 0.25 | 0.6 | 0.7 | 0.7 | 0.7 | 0.6 | 0.3
LrgHotel_Lobby_LIGHT_2007_SPEED | Lighting |  | Wkdy ¦ Default | 2014-01-01 | 2014-12-31 | Hourly | 0.2 | 0.15 | 0.1 | 0.1 | 0.1 | 0.2 | 0.4 | 0.5 | 0.4 | 0.4 | 0.25 | 0.25 | 0.25 | 0.25 | 0.25 | 0.25 | 0.25 | 0.25 | 0.6 | 0.8 | 0.9 | 0.8 | 0.6 | 0.3
LrgHotel_Lobby_EQUIP_2007_SPEED | Equipment |  | WntrDsn | 2014-01-01 | 2014-12-31 | Constant | Hr 1: 0
LrgHotel_Lobby_EQUIP_2007_SPEED | Equipment |  | SmrDsn | 2014-01-01 | 2014-12-31 | Constant | bar: Hr 1
LrgHotel_Lobby_EQUIP_2007_SPEED | Equipment |  | Sun | 2014-01-01 | 2014-12-31 | Hourly | 0.4 | 0.4 | 0.3 | 0.3 | 0.3 | 0.3 | 0.4 | 0.5 | 0.5 | 0.4 | 0.4 | 0.4 | 0.4 | 0.3 | 0.3 | 0.3 | 0.3 | 0.3 | 0.6 | 0.8 | 0.9 | 0.7 | 0.6 | 0.4
LrgHotel_Lobby_EQUIP_2007_SPEED | Equipment |  | Sat | 2014-01-01 | 2014-12-31 | Hourly | 0.3 | 0.3 | 0.2 | 0.2 | 0.2 | 0.2 | 0.4 | 0.4 | 0.5 | 0.5 | 0.4 | 0.35 | 0.35 | 0.35 | 0.35 | 0.35 | 0.35 | 0.35 | 0.7 | 0.8 | 0.8 | 0.8 | 0.7 | 0.4
LrgHotel_Lobby_EQUIP_2007_SPEED | Equipment |  | Wkdy ¦ Default | 2014-01-01 | 2014-12-31 | Hourly | 0.3 | 0.25 | 0.2 | 0.2 | 0.2 | 0.3 | 0.5 | 0.6 | 0.5 | 0.5 | 0.35 | 0.35 | 0.35 | 0.35 | 0.35 | 0.35 | 0.35 | 0.35 | 0.7 | 0.9 | 0.95 | 0.9 | 0.7 | 0.4
LrgHotel_Lobby_LIGHT_2010_SPEED | Lighting |  | WntrDsn | 2014-01-01 | 2014-12-31 | Constant | Hr 1: 0
LrgHotel_Lobby_LIGHT_2010_SPEED | Lighting |  | SmrDsn | 2014-01-01 | 2014-12-31 | Constant | bar: Hr 1
LrgHotel_Lobby_LIGHT_2010_SPEED | Lighting |  | Sun | 2014-01-01 | 2014-12-31 | Hourly | 0.3 | 0.3 | 0.2 | 0.2 | 0.2 | 0.2 | 0.3 | 0.4 | 0.4 | 0.3 | 0.3 | 0.3 | 0.3 | 0.2 | 0.2 | 0.2 | 0.2 | 0.2 | 0.5 | 0.7 | 0.8 | 0.6 | 0.5 | 0.3
LrgHotel_Lobby_LIGHT_2010_SPEED | Lighting |  | Sat | 2014-01-01 | 2014-12-31 | Hourly | 0.2 | 0.2 | 0.1 | 0.1 | 0.1 | 0.1 | 0.3 | 0.3 | 0.4 | 0.4 | 0.3 | 0.25 | 0.25 | 0.25 | 0.25 | 0.25 | 0.25 | 0.25 | 0.6 | 0.7 | 0.7 | 0.7 | 0.6 | 0.3
LrgHotel_Lobby_LIGHT_2010_SPEED | Lighting |  | Wkdy ¦ Default | 2014-01-01 | 2014-12-31 | Hourly | 0.2 | 0.15 | 0.1 | 0.1 | 0.1 | 0.2 | 0.4 | 0.5 | 0.4 | 0.4 | 0.25 | 0.25 | 0.25 | 0.25 | 0.25 | 0.25 | 0.25 | 0.25 | 0.6 | 0.8 | 0.9 | 0.8 | 0.6 | 0.3
LrgHotel_Lobby_EQUIP_2010_SPEED | Equipment |  | WntrDsn | 2014-01-01 | 2014-12-31 | Constant | Hr 1: 0
LrgHotel_Lobby_EQUIP_2010_SPEED | Equipment |  | SmrDsn | 2014-01-01 | 2014-12-31 | Constant | bar: Hr 1
LrgHotel_Lobby_EQUIP_2010_SPEED | Equipment |  | Sun | 2014-01-01 | 2014-12-31 | Hourly | 0.4 | 0.4 | 0.3 | 0.3 | 0.3 | 0.3 | 0.4 | 0.5 | 0.5 | 0.4 | 0.4 | 0.4 | 0.4 | 0.3 | 0.3 | 0.3 | 0.3 | 0.3 | 0.6 | 0.8 | 0.9 | 0.7 | 0.6 | 0.4
LrgHotel_Lobby_EQUIP_2010_SPEED | Equipment |  | Sat | 2014-01-01 | 2014-12-31 | Hourly | 0.3 | 0.3 | 0.2 | 0.2 | 0.2 | 0.2 | 0.4 | 0.4 | 0.5 | 0.5 | 0.4 | 0.35 | 0.35 | 0.35 | 0.35 | 0.35 | 0.35 | 0.35 | 0.7 | 0.8 | 0.8 | 0.8 | 0.7 | 0.4
LrgHotel_Lobby_EQUIP_2010_SPEED | Equipment |  | Wkdy ¦ Default | 2014-01-01 | 2014-12-31 | Hourly | 0.3 | 0.25 | 0.2 | 0.2 | 0.2 | 0.3 | 0.5 | 0.6 | 0.5 | 0.5 | 0.35 | 0.35 | 0.35 | 0.35 | 0.35 | 0.35 | 0.35 | 0.35 | 0.7 | 0.9 | 0.95 | 0.9 | 0.7 | 0.4
LrgHotel_Lobby_LIGHT_2013_SPEED | Lighting |  | WntrDsn | 2014-01-01 | 2014-12-31 | Constant | Hr 1: 0
LrgHotel_Lobby_LIGHT_2013_SPEED | Lighting |  | SmrDsn | 2014-01-01 | 2014-12-31 | Constant | bar: Hr 1
LrgHotel_Lobby_LIGHT_2013_SPEED | Lighting |  | Sun | 2014-01-01 | 2014-12-31 | Hourly | 0.3 | 0.3 | 0.2 | 0.2 | 0.2 | 0.2 | 0.3 | 0.4 | 0.4 | 0.3 | 0.3 | 0.3 | 0.3 | 0.2 | 0.2 | 0.2 | 0.2 | 0.2 | 0.5 | 0.7 | 0.8 | 0.6 | 0.5 | 0.3
LrgHotel_Lobby_LIGHT_2013_SPEED | Lighting |  | Sat | 2014-01-01 | 2014-12-31 | Hourly | 0.2 | 0.2 | 0.1 | 0.1 | 0.1 | 0.1 | 0.3 | 0.3 | 0.4 | 0.4 | 0.3 | 0.25 | 0.25 | 0.25 | 0.25 | 0.25 | 0.25 | 0.25 | 0.6 | 0.7 | 0.7 | 0.7 | 0.6 | 0.3
LrgHotel_Lobby_LIGHT_2013_SPEED | Lighting |  | Wkdy ¦ Default | 2014-01-01 | 2014-12-31 | Hourly | 0.2 | 0.15 | 0.1 | 0.1 | 0.1 | 0.2 | 0.4 | 0.5 | 0.4 | 0.4 | 0.25 | 0.25 | 0.25 | 0.25 | 0.25 | 0.25 | 0.25 | 0.25 | 0.6 | 0.8 | 0.9 | 0.8 | 0.6 | 0.3
LrgHotel_Lobby_EQUIP_2013_SPEED | Equipment |  | WntrDsn | 2014-01-01 | 2014-12-31 | Constant | Hr 1: 0
LrgHotel_Lobby_EQUIP_2013_SPEED | Equipment |  | SmrDsn | 2014-01-01 | 2014-12-31 | Constant | bar: Hr 1
LrgHotel_Lobby_EQUIP_2013_SPEED | Equipment |  | Sun | 2014-01-01 | 2014-12-31 | Hourly | 0.4 | 0.4 | 0.3 | 0.3 | 0.3 | 0.3 | 0.4 | 0.5 | 0.5 | 0.4 | 0.4 | 0.4 | 0.4 | 0.3 | 0.3 | 0.3 | 0.3 | 0.3 | 0.6 | 0.8 | 0.9 | 0.7 | 0.6 | 0.4
LrgHotel_Lobby_EQUIP_2013_SPEED | Equipment |  | Sat | 2014-01-01 | 2014-12-31 | Hourly | 0.3 | 0.3 | 0.2 | 0.2 | 0.2 | 0.2 | 0.4 | 0.4 | 0.5 | 0.5 | 0.4 | 0.35 | 0.35 | 0.35 | 0.35 | 0.35 | 0.35 | 0.35 | 0.7 | 0.8 | 0.8 | 0.8 | 0.7 | 0.4
LrgHotel_Lobby_EQUIP_2013_SPEED | Equipment |  | Wkdy ¦ Default | 2014-01-01 | 2014-12-31 | Hourly | 0.3 | 0.25 | 0.2 | 0.2 | 0.2 | 0.3 | 0.5 | 0.6 | 0.5 | 0.5 | 0.35 | 0.35 | 0.35 | 0.35 | 0.35 | 0.35 | 0.35 | 0.35 | 0.7 | 0.9 | 0.95 | 0.9 | 0.7 | 0.4
LrgHotel_Lobby_INFIL_SPEED | Infiltration |  | WntrDsn | 2014-01-01 | 2014-12-31 | Constant | bar: Hr 1
LrgHotel_Lobby_INFIL_SPEED | Infiltration |  | SmrDsn | 2014-01-01 | 2014-12-31 | Constant | bar: Hr 1
LrgHotel_Lobby_INFIL_SPEED | Infiltration |  | Sun | 2014-01-01 | 2014-12-31 | Constant | Hr 1: 0.5
LrgHotel_Lobby_INFIL_SPEED | Infiltration |  | Sat | 2014-01-01 | 2014-12-31 | Constant | Hr 1: 0.5
LrgHotel_Lobby_INFIL_SPEED | Infiltration |  | Wkdy ¦ Default | 2014-01-01 | 2014-12-31 | Constant | Hr 1: 0.5
LrgHotel_Lobby_INFIL_2007_SPEED | Infiltration |  | WntrDsn | 2014-01-01 | 2014-12-31 | Constant | bar: Hr 1
LrgHotel_Lobby_INFIL_2007_SPEED | Infiltration |  | SmrDsn | 2014-01-01 | 2014-12-31 | Constant | bar: Hr 1
LrgHotel_Lobby_INFIL_2007_SPEED | Infiltration |  | Sun | 2014-01-01 | 2014-12-31 | Constant | bar: Hr 1
LrgHotel_Lobby_INFIL_2007_SPEED | Infiltration |  | Sat | 2014-01-01 | 2014-12-31 | Constant | bar: Hr 1
LrgHotel_Lobby_INFIL_2007_SPEED | Infiltration |  | Wkdy ¦ Default | 2014-01-01 | 2014-12-31 | Constant | bar: Hr 1
LrgHotel_Lobby_ACTIVITY_SPEED | Activity | W | WntrDsn | 2014-01-01 | 2014-12-31 | Constant | Hr 1: 120
LrgHotel_Lobby_ACTIVITY_SPEED | Activity | W | SmrDsn | 2014-01-01 | 2014-12-31 | Constant | Hr 1: 120
LrgHotel_Lobby_ACTIVITY_SPEED | Activity | W | Sun | 2014-01-01 | 2014-12-31 | Constant | Hr 1: 120
LrgHotel_Lobby_ACTIVITY_SPEED | Activity | W | Sat | 2014-01-01 | 2014-12-31 | Constant | Hr 1: 120
LrgHotel_Lobby_ACTIVITY_SPEED | Activity | W | Wkdy ¦ Default | 2014-01-01 | 2014-12-31 | Constant | Hr 1: 120
LrgHotel_Lobby_OA_SPEED | OA Air |  | WntrDsn | 2014-01-01 | 2014-12-31 | Constant | bar: Hr 1
LrgHotel_Lobby_OA_SPEED | OA Air |  | SmrDsn | 2014-01-01 | 2014-12-31 | Constant | bar: Hr 1
LrgHotel_Lobby_OA_SPEED | OA Air |  | Sun | 2014-01-01 | 2014-12-31 | Constant | bar: Hr 1
LrgHotel_Lobby_OA_SPEED | OA Air |  | Sat | 2014-01-01 | 2014-12-31 | Constant | bar: Hr 1
LrgHotel_Lobby_OA_SPEED | OA Air |  | Wkdy ¦ Default | 2014-01-01 | 2014-12-31 | Constant | bar: Hr 1
LrgHotel_Retail_CLGSETP_SPEED | Thermostat Setpoint | C | WntrDsn | 2014-01-01 | 2014-12-31 | Constant | Hr 1: 23.9
LrgHotel_Retail_CLGSETP_SPEED | Thermostat Setpoint | C | SmrDsn | 2014-01-01 | 2014-12-31 | Constant | Hr 1: 23.9
LrgHotel_Retail_CLGSETP_SPEED | Thermostat Setpoint | C | Sun | 2014-01-01 | 2014-12-31 | Constant | Hr 1: 23.9
LrgHotel_Retail_CLGSETP_SPEED | Thermostat Setpoint | C | Sat | 2014-01-01 | 2014-12-31 | Constant | Hr 1: 23.9
LrgHotel_Retail_CLGSETP_SPEED | Thermostat Setpoint | C | Wkdy ¦ Default | 2014-01-01 | 2014-12-31 | Constant | Hr 1: 23.9
LrgHotel_Retail_HTGSETP_SPEED | Thermostat Setpoint | C | WntrDsn | 2014-01-01 | 2014-12-31 | Constant | Hr 1: 21.1
LrgHotel_Retail_HTGSETP_SPEED | Thermostat Setpoint | C | SmrDsn | 2014-01-01 | 2014-12-31 | Constant | Hr 1: 21.1
LrgHotel_Retail_HTGSETP_SPEED | Thermostat Setpoint | C | Sun | 2014-01-01 | 2014-12-31 | Constant | Hr 1: 21.1
LrgHotel_Retail_HTGSETP_SPEED | Thermostat Setpoint | C | Sat | 2014-01-01 | 2014-12-31 | Constant | Hr 1: 21.1
LrgHotel_Retail_HTGSETP_SPEED | Thermostat Setpoint | C | Wkdy ¦ Default | 2014-01-01 | 2014-12-31 | Constant | Hr 1: 21.1
LrgHotel_Retail_OCC_SPEED | Occupancy |  | WntrDsn | 2014-01-01 | 2014-12-31 | Constant | Hr 1: 0
LrgHotel_Retail_OCC_SPEED | Occupancy |  | SmrDsn | 2014-01-01 | 2014-12-31 | Constant | bar: Hr 1
LrgHotel_Retail_OCC_SPEED | Occupancy |  | Sun | 2014-01-01 | 2014-12-31 | Hourly | 0.7 | 0.7 | 0.7 | 0.7 | 0.7 | 0.7 | 0.7 | 0.7 | 0.5 | 0.5 | 0.5 | 0.3 | 0.3 | 0.2 | 0.2 | 0.2 | 0.3 | 0.4 | 0.4 | 0.6 | 0.6 | 0.8 | 0.8 | 0.8
LrgHotel_Retail_OCC_SPEED | Occupancy |  | Sat | 2014-01-01 | 2014-12-31 | Hourly | 0.9 | 0.9 | 0.9 | 0.9 | 0.9 | 0.9 | 0.7 | 0.5 | 0.5 | 0.3 | 0.3 | 0.3 | 0.3 | 0.3 | 0.3 | 0.3 | 0.3 | 0.5 | 0.6 | 0.6 | 0.6 | 0.7 | 0.7 | 0.7
LrgHotel_Retail_OCC_SPEED | Occupancy |  | Wkdy ¦ Default | 2014-01-01 | 2014-12-31 | Hourly | 0.9 | 0.9 | 0.9 | 0.9 | 0.9 | 0.9 | 0.7 | 0.4 | 0.4 | 0.2 | 0.2 | 0.2 | 0.2 | 0.2 | 0.2 | 0.3 | 0.5 | 0.5 | 0.5 | 0.7 | 0.7 | 0.8 | 0.9 | 0.9
LrgHotel_Retail_LIGHT_2007_SPEED | Lighting |  | WntrDsn | 2014-01-01 | 2014-12-31 | Constant | Hr 1: 0
LrgHotel_Retail_LIGHT_2007_SPEED | Lighting |  | SmrDsn | 2014-01-01 | 2014-12-31 | Constant | bar: Hr 1
LrgHotel_Retail_LIGHT_2007_SPEED | Lighting |  | Sun | 2014-01-01 | 2014-12-31 | Hourly | 0.3 | 0.3 | 0.2 | 0.2 | 0.2 | 0.2 | 0.3 | 0.4 | 0.4 | 0.3 | 0.3 | 0.3 | 0.3 | 0.2 | 0.2 | 0.2 | 0.2 | 0.2 | 0.5 | 0.7 | 0.8 | 0.6 | 0.5 | 0.3
LrgHotel_Retail_LIGHT_2007_SPEED | Lighting |  | Sat | 2014-01-01 | 2014-12-31 | Hourly | 0.2 | 0.2 | 0.1 | 0.1 | 0.1 | 0.1 | 0.3 | 0.3 | 0.4 | 0.4 | 0.3 | 0.25 | 0.25 | 0.25 | 0.25 | 0.25 | 0.25 | 0.25 | 0.6 | 0.7 | 0.7 | 0.7 | 0.6 | 0.3
LrgHotel_Retail_LIGHT_2007_SPEED | Lighting |  | Wkdy ¦ Default | 2014-01-01 | 2014-12-31 | Hourly | 0.2 | 0.15 | 0.1 | 0.1 | 0.1 | 0.2 | 0.4 | 0.5 | 0.4 | 0.4 | 0.25 | 0.25 | 0.25 | 0.25 | 0.25 | 0.25 | 0.25 | 0.25 | 0.6 | 0.8 | 0.9 | 0.8 | 0.6 | 0.3
LrgHotel_Retail_EQUIP_2007_SPEED | Equipment |  | WntrDsn | 2014-01-01 | 2014-12-31 | Constant | Hr 1: 0
LrgHotel_Retail_EQUIP_2007_SPEED | Equipment |  | SmrDsn | 2014-01-01 | 2014-12-31 | Constant | bar: Hr 1
LrgHotel_Retail_EQUIP_2007_SPEED | Equipment |  | Sun | 2014-01-01 | 2014-12-31 | Hourly | 0.4 | 0.4 | 0.3 | 0.3 | 0.3 | 0.3 | 0.4 | 0.5 | 0.5 | 0.4 | 0.4 | 0.4 | 0.4 | 0.3 | 0.3 | 0.3 | 0.3 | 0.3 | 0.6 | 0.8 | 0.9 | 0.7 | 0.6 | 0.4
LrgHotel_Retail_EQUIP_2007_SPEED | Equipment |  | Sat | 2014-01-01 | 2014-12-31 | Hourly | 0.3 | 0.3 | 0.2 | 0.2 | 0.2 | 0.2 | 0.4 | 0.4 | 0.5 | 0.5 | 0.4 | 0.35 | 0.35 | 0.35 | 0.35 | 0.35 | 0.35 | 0.35 | 0.7 | 0.8 | 0.8 | 0.8 | 0.7 | 0.4
LrgHotel_Retail_EQUIP_2007_SPEED | Equipment |  | Wkdy ¦ Default | 2014-01-01 | 2014-12-31 | Hourly | 0.3 | 0.25 | 0.2 | 0.2 | 0.2 | 0.3 | 0.5 | 0.6 | 0.5 | 0.5 | 0.35 | 0.35 | 0.35 | 0.35 | 0.35 | 0.35 | 0.35 | 0.35 | 0.7 | 0.9 | 0.95 | 0.9 | 0.7 | 0.4
LrgHotel_Retail_LIGHT_2010_SPEED | Lighting |  | WntrDsn | 2014-01-01 | 2014-12-31 | Constant | Hr 1: 0
LrgHotel_Retail_LIGHT_2010_SPEED | Lighting |  | SmrDsn | 2014-01-01 | 2014-12-31 | Constant | bar: Hr 1
LrgHotel_Retail_LIGHT_2010_SPEED | Lighting |  | Sun | 2014-01-01 | 2014-12-31 | Hourly | 0.3 | 0.3 | 0.2 | 0.2 | 0.2 | 0.2 | 0.3 | 0.4 | 0.4 | 0.3 | 0.3 | 0.3 | 0.3 | 0.2 | 0.2 | 0.2 | 0.2 | 0.2 | 0.5 | 0.7 | 0.8 | 0.6 | 0.5 | 0.3
LrgHotel_Retail_LIGHT_2010_SPEED | Lighting |  | Sat | 2014-01-01 | 2014-12-31 | Hourly | 0.2 | 0.2 | 0.1 | 0.1 | 0.1 | 0.1 | 0.3 | 0.3 | 0.4 | 0.4 | 0.3 | 0.25 | 0.25 | 0.25 | 0.25 | 0.25 | 0.25 | 0.25 | 0.6 | 0.7 | 0.7 | 0.7 | 0.6 | 0.3
LrgHotel_Retail_LIGHT_2010_SPEED | Lighting |  | Wkdy ¦ Default | 2014-01-01 | 2014-12-31 | Hourly | 0.2 | 0.15 | 0.1 | 0.1 | 0.1 | 0.2 | 0.4 | 0.5 | 0.4 | 0.4 | 0.25 | 0.25 | 0.25 | 0.25 | 0.25 | 0.25 | 0.25 | 0.25 | 0.6 | 0.8 | 0.9 | 0.8 | 0.6 | 0.3
LrgHotel_Retail_EQUIP_2010_SPEED | Equipment |  | WntrDsn | 2014-01-01 | 2014-12-31 | Constant | Hr 1: 0
LrgHotel_Retail_EQUIP_2010_SPEED | Equipment |  | SmrDsn | 2014-01-01 | 2014-12-31 | Constant | bar: Hr 1
LrgHotel_Retail_EQUIP_2010_SPEED | Equipment |  | Sun | 2014-01-01 | 2014-12-31 | Hourly | 0.4 | 0.4 | 0.3 | 0.3 | 0.3 | 0.3 | 0.4 | 0.5 | 0.5 | 0.4 | 0.4 | 0.4 | 0.4 | 0.3 | 0.3 | 0.3 | 0.3 | 0.3 | 0.6 | 0.8 | 0.9 | 0.7 | 0.6 | 0.4
LrgHotel_Retail_EQUIP_2010_SPEED | Equipment |  | Sat | 2014-01-01 | 2014-12-31 | Hourly | 0.3 | 0.3 | 0.2 | 0.2 | 0.2 | 0.2 | 0.4 | 0.4 | 0.5 | 0.5 | 0.4 | 0.35 | 0.35 | 0.35 | 0.35 | 0.35 | 0.35 | 0.35 | 0.7 | 0.8 | 0.8 | 0.8 | 0.7 | 0.4
LrgHotel_Retail_EQUIP_2010_SPEED | Equipment |  | Wkdy ¦ Default | 2014-01-01 | 2014-12-31 | Hourly | 0.3 | 0.25 | 0.2 | 0.2 | 0.2 | 0.3 | 0.5 | 0.6 | 0.5 | 0.5 | 0.35 | 0.35 | 0.35 | 0.35 | 0.35 | 0.35 | 0.35 | 0.35 | 0.7 | 0.9 | 0.95 | 0.9 | 0.7 | 0.4
LrgHotel_Retail_LIGHT_2013_SPEED | Lighting |  | WntrDsn | 2014-01-01 | 2014-12-31 | Constant | Hr 1: 0
LrgHotel_Retail_LIGHT_2013_SPEED | Lighting |  | SmrDsn | 2014-01-01 | 2014-12-31 | Constant | bar: Hr 1
LrgHotel_Retail_LIGHT_2013_SPEED | Lighting |  | Sun | 2014-01-01 | 2014-12-31 | Hourly | 0.3 | 0.3 | 0.2 | 0.2 | 0.2 | 0.2 | 0.3 | 0.4 | 0.4 | 0.3 | 0.3 | 0.3 | 0.3 | 0.2 | 0.2 | 0.2 | 0.2 | 0.2 | 0.5 | 0.7 | 0.8 | 0.6 | 0.5 | 0.3
LrgHotel_Retail_LIGHT_2013_SPEED | Lighting |  | Sat | 2014-01-01 | 2014-12-31 | Hourly | 0.2 | 0.2 | 0.1 | 0.1 | 0.1 | 0.1 | 0.3 | 0.3 | 0.4 | 0.4 | 0.3 | 0.25 | 0.25 | 0.25 | 0.25 | 0.25 | 0.25 | 0.25 | 0.6 | 0.7 | 0.7 | 0.7 | 0.6 | 0.3
LrgHotel_Retail_LIGHT_2013_SPEED | Lighting |  | Wkdy ¦ Default | 2014-01-01 | 2014-12-31 | Hourly | 0.2 | 0.15 | 0.1 | 0.1 | 0.1 | 0.2 | 0.4 | 0.5 | 0.4 | 0.4 | 0.25 | 0.25 | 0.25 | 0.25 | 0.25 | 0.25 | 0.25 | 0.25 | 0.6 | 0.8 | 0.9 | 0.8 | 0.6 | 0.3
LrgHotel_Retail_EQUIP_2013_SPEED | Equipment |  | WntrDsn | 2014-01-01 | 2014-12-31 | Constant | Hr 1: 0
LrgHotel_Retail_EQUIP_2013_SPEED | Equipment |  | SmrDsn | 2014-01-01 | 2014-12-31 | Constant | bar: Hr 1
LrgHotel_Retail_EQUIP_2013_SPEED | Equipment |  | Sun | 2014-01-01 | 2014-12-31 | Hourly | 0.4 | 0.4 | 0.3 | 0.3 | 0.3 | 0.3 | 0.4 | 0.5 | 0.5 | 0.4 | 0.4 | 0.4 | 0.4 | 0.3 | 0.3 | 0.3 | 0.3 | 0.3 | 0.6 | 0.8 | 0.9 | 0.7 | 0.6 | 0.4
LrgHotel_Retail_EQUIP_2013_SPEED | Equipment |  | Sat | 2014-01-01 | 2014-12-31 | Hourly | 0.3 | 0.3 | 0.2 | 0.2 | 0.2 | 0.2 | 0.4 | 0.4 | 0.5 | 0.5 | 0.4 | 0.35 | 0.35 | 0.35 | 0.35 | 0.35 | 0.35 | 0.35 | 0.7 | 0.8 | 0.8 | 0.8 | 0.7 | 0.4
LrgHotel_Retail_EQUIP_2013_SPEED | Equipment |  | Wkdy ¦ Default | 2014-01-01 | 2014-12-31 | Hourly | 0.3 | 0.25 | 0.2 | 0.2 | 0.2 | 0.3 | 0.5 | 0.6 | 0.5 | 0.5 | 0.35 | 0.35 | 0.35 | 0.35 | 0.35 | 0.35 | 0.35 | 0.35 | 0.7 | 0.9 | 0.95 | 0.9 | 0.7 | 0.4
LrgHotel_Retail_INFIL_SPEED | Infiltration |  | WntrDsn | 2014-01-01 | 2014-12-31 | Constant | bar: Hr 1
LrgHotel_Retail_INFIL_SPEED | Infiltration |  | SmrDsn | 2014-01-01 | 2014-12-31 | Constant | bar: Hr 1
LrgHotel_Retail_INFIL_SPEED | Infiltration |  | Sun | 2014-01-01 | 2014-12-31 | Constant | Hr 1: 0.5
LrgHotel_Retail_INFIL_SPEED | Infiltration |  | Sat | 2014-01-01 | 2014-12-31 | Constant | Hr 1: 0.5
LrgHotel_Retail_INFIL_SPEED | Infiltration |  | Wkdy ¦ Default | 2014-01-01 | 2014-12-31 | Constant | Hr 1: 0.5
LrgHotel_Retail_INFIL_2007_SPEED | Infiltration |  | WntrDsn | 2014-01-01 | 2014-12-31 | Constant | bar: Hr 1
LrgHotel_Retail_INFIL_2007_SPEED | Infiltration |  | SmrDsn | 2014-01-01 | 2014-12-31 | Constant | bar: Hr 1
LrgHotel_Retail_INFIL_2007_SPEED | Infiltration |  | Sun | 2014-01-01 | 2014-12-31 | Constant | bar: Hr 1
LrgHotel_Retail_INFIL_2007_SPEED | Infiltration |  | Sat | 2014-01-01 | 2014-12-31 | Constant | bar: Hr 1
LrgHotel_Retail_INFIL_2007_SPEED | Infiltration |  | Wkdy ¦ Default | 2014-01-01 | 2014-12-31 | Constant | bar: Hr 1
LrgHotel_Retail_ACTIVITY_SPEED | Activity | W | WntrDsn | 2014-01-01 | 2014-12-31 | Constant | Hr 1: 120
LrgHotel_Retail_ACTIVITY_SPEED | Activity | W | SmrDsn | 2014-01-01 | 2014-12-31 | Constant | Hr 1: 120
LrgHotel_Retail_ACTIVITY_SPEED | Activity | W | Sun | 2014-01-01 | 2014-12-31 | Constant | Hr 1: 120
LrgHotel_Retail_ACTIVITY_SPEED | Activity | W | Sat | 2014-01-01 | 2014-12-31 | Constant | Hr 1: 120
LrgHotel_Retail_ACTIVITY_SPEED | Activity | W | Wkdy ¦ Default | 2014-01-01 | 2014-12-31 | Constant | Hr 1: 120
LrgHotel_Retail_OA_SPEED | OA Air |  | WntrDsn | 2014-01-01 | 2014-12-31 | Constant | bar: Hr 1
LrgHotel_Retail_OA_SPEED | OA Air |  | SmrDsn | 2014-01-01 | 2014-12-31 | Constant | bar: Hr 1
LrgHotel_Retail_OA_SPEED | OA Air |  | Sun | 2014-01-01 | 2014-12-31 | Constant | bar: Hr 1
LrgHotel_Retail_OA_SPEED | OA Air |  | Sat | 2014-01-01 | 2014-12-31 | Constant | bar: Hr 1
LrgHotel_Retail_OA_SPEED | OA Air |  | Wkdy ¦ Default | 2014-01-01 | 2014-12-31 | Constant | bar: Hr 1
LrgHotel_Kitchen_CLGSETP_SPEED | Thermostat Setpoint | C | WntrDsn | 2014-01-01 | 2014-12-31 | Constant | Hr 1: 23.9
LrgHotel_Kitchen_CLGSETP_SPEED | Thermostat Setpoint | C | SmrDsn | 2014-01-01 | 2014-12-31 | Constant | Hr 1: 23.9
LrgHotel_Kitchen_CLGSETP_SPEED | Thermostat Setpoint | C | Sun | 2014-01-01 | 2014-12-31 | Constant | Hr 1: 23.9
LrgHotel_Kitchen_CLGSETP_SPEED | Thermostat Setpoint | C | Sat | 2014-01-01 | 2014-12-31 | Constant | Hr 1: 23.9
LrgHotel_Kitchen_CLGSETP_SPEED | Thermostat Setpoint | C | Wkdy ¦ Default | 2014-01-01 | 2014-12-31 | Constant | Hr 1: 23.9
LrgHotel_Kitchen_HTGSETP_SPEED | Thermostat Setpoint | C | WntrDsn | 2014-01-01 | 2014-12-31 | Constant | Hr 1: 21.1
LrgHotel_Kitchen_HTGSETP_SPEED | Thermostat Setpoint | C | SmrDsn | 2014-01-01 | 2014-12-31 | Constant | Hr 1: 21.1
LrgHotel_Kitchen_HTGSETP_SPEED | Thermostat Setpoint | C | Sun | 2014-01-01 | 2014-12-31 | Constant | Hr 1: 21.1
LrgHotel_Kitchen_HTGSETP_SPEED | Thermostat Setpoint | C | Sat | 2014-01-01 | 2014-12-31 | Constant | Hr 1: 21.1
LrgHotel_Kitchen_HTGSETP_SPEED | Thermostat Setpoint | C | Wkdy ¦ Default | 2014-01-01 | 2014-12-31 | Constant | Hr 1: 21.1
LrgHotel_Kitchen_OCC_SPEED | Occupancy |  | WntrDsn | 2014-01-01 | 2014-12-31 | Constant | Hr 1: 0
LrgHotel_Kitchen_OCC_SPEED | Occupancy |  | SmrDsn | 2014-01-01 | 2014-12-31 | Constant | bar: Hr 1
LrgHotel_Kitchen_OCC_SPEED | Occupancy |  | Sun | 2014-01-01 | 2014-12-31 | Hourly | 0.7 | 0.7 | 0.7 | 0.7 | 0.7 | 0.7 | 0.7 | 0.7 | 0.5 | 0.5 | 0.5 | 0.3 | 0.3 | 0.2 | 0.2 | 0.2 | 0.3 | 0.4 | 0.4 | 0.6 | 0.6 | 0.8 | 0.8 | 0.8
LrgHotel_Kitchen_OCC_SPEED | Occupancy |  | Sat | 2014-01-01 | 2014-12-31 | Hourly | 0.9 | 0.9 | 0.9 | 0.9 | 0.9 | 0.9 | 0.7 | 0.5 | 0.5 | 0.3 | 0.3 | 0.3 | 0.3 | 0.3 | 0.3 | 0.3 | 0.3 | 0.5 | 0.6 | 0.6 | 0.6 | 0.7 | 0.7 | 0.7
LrgHotel_Kitchen_OCC_SPEED | Occupancy |  | Wkdy ¦ Default | 2014-01-01 | 2014-12-31 | Hourly | 0.9 | 0.9 | 0.9 | 0.9 | 0.9 | 0.9 | 0.7 | 0.4 | 0.4 | 0.2 | 0.2 | 0.2 | 0.2 | 0.2 | 0.2 | 0.3 | 0.5 | 0.5 | 0.5 | 0.7 | 0.7 | 0.8 | 0.9 | 0.9
LrgHotel_Kitchen_LIGHT_2007_SPEED | Lighting |  | WntrDsn | 2014-01-01 | 2014-12-31 | Constant | Hr 1: 0
LrgHotel_Kitchen_LIGHT_2007_SPEED | Lighting |  | SmrDsn | 2014-01-01 | 2014-12-31 | Constant | bar: Hr 1
LrgHotel_Kitchen_LIGHT_2007_SPEED | Lighting |  | Sun | 2014-01-01 | 2014-12-31 | Hourly | 0.3 | 0.3 | 0.2 | 0.2 | 0.2 | 0.2 | 0.3 | 0.4 | 0.4 | 0.3 | 0.3 | 0.3 | 0.3 | 0.2 | 0.2 | 0.2 | 0.2 | 0.2 | 0.5 | 0.7 | 0.8 | 0.6 | 0.5 | 0.3
LrgHotel_Kitchen_LIGHT_2007_SPEED | Lighting |  | Sat | 2014-01-01 | 2014-12-31 | Hourly | 0.2 | 0.2 | 0.1 | 0.1 | 0.1 | 0.1 | 0.3 | 0.3 | 0.4 | 0.4 | 0.3 | 0.25 | 0.25 | 0.25 | 0.25 | 0.25 | 0.25 | 0.25 | 0.6 | 0.7 | 0.7 | 0.7 | 0.6 | 0.3
LrgHotel_Kitchen_LIGHT_2007_SPEED | Lighting |  | Wkdy ¦ Default | 2014-01-01 | 2014-12-31 | Hourly | 0.2 | 0.15 | 0.1 | 0.1 | 0.1 | 0.2 | 0.4 | 0.5 | 0.4 | 0.4 | 0.25 | 0.25 | 0.25 | 0.25 | 0.25 | 0.25 | 0.25 | 0.25 | 0.6 | 0.8 | 0.9 | 0.8 | 0.6 | 0.3
LrgHotel_Kitchen_EQUIP_2007_SPEED | Equipment |  | WntrDsn | 2014-01-01 | 2014-12-31 | Constant | Hr 1: 0
LrgHotel_Kitchen_EQUIP_2007_SPEED | Equipment |  | SmrDsn | 2014-01-01 | 2014-12-31 | Constant | bar: Hr 1
LrgHotel_Kitchen_EQUIP_2007_SPEED | Equipment |  | Sun | 2014-01-01 | 2014-12-31 | Hourly | 0.1 | 0.1 | 0.1 | 0.1 | 0.1 | 0.1 | 0.25 | 0.3 | 0.3 | 0.3 | 0.3 | 0.3 | 0.3 | 0.3 | 0.3 | 0.3 | 0.3 | 0.3 | 0.3 | 0.3 | 0.3 | 0.3 | 0.3 | 0.3
LrgHotel_Kitchen_EQUIP_2007_SPEED | Equipment |  | Sat | 2014-01-01 | 2014-12-31 | Hourly | 0.1 | 0.1 | 0.1 | 0.1 | 0.1 | 0.1 | 0.25 | 0.3 | 0.3 | 0.3 | 0.3 | 0.3 | 0.3 | 0.3 | 0.3 | 0.3 | 0.3 | 0.3 | 0.3 | 0.3 | 0.3 | 0.3 | 0.3 | 0.3
LrgHotel_Kitchen_EQUIP_2007_SPEED | Equipment |  | Wkdy ¦ Default | 2014-01-01 | 2014-12-31 | Hourly | 0.1 | 0.1 | 0.1 | 0.1 | 0.1 | 0.1 | 0.25 | 0.3 | 0.3 | 0.3 | 0.3 | 0.3 | 0.3 | 0.3 | 0.3 | 0.3 | 0.3 | 0.3 | 0.3 | 0.3 | 0.3 | 0.3 | 0.3 | 0.3
LrgHotel_Kitchen_LIGHT_2010_SPEED | Lighting |  | WntrDsn | 2014-01-01 | 2014-12-31 | Constant | Hr 1: 0
LrgHotel_Kitchen_LIGHT_2010_SPEED | Lighting |  | SmrDsn | 2014-01-01 | 2014-12-31 | Constant | bar: Hr 1
LrgHotel_Kitchen_LIGHT_2010_SPEED | Lighting |  | Sun | 2014-01-01 | 2014-12-31 | Hourly | 0.3 | 0.3 | 0.2 | 0.2 | 0.2 | 0.2 | 0.3 | 0.4 | 0.4 | 0.3 | 0.3 | 0.3 | 0.3 | 0.2 | 0.2 | 0.2 | 0.2 | 0.2 | 0.5 | 0.7 | 0.8 | 0.6 | 0.5 | 0.3
LrgHotel_Kitchen_LIGHT_2010_SPEED | Lighting |  | Sat | 2014-01-01 | 2014-12-31 | Hourly | 0.2 | 0.2 | 0.1 | 0.1 | 0.1 | 0.1 | 0.3 | 0.3 | 0.4 | 0.4 | 0.3 | 0.25 | 0.25 | 0.25 | 0.25 | 0.25 | 0.25 | 0.25 | 0.6 | 0.7 | 0.7 | 0.7 | 0.6 | 0.3
LrgHotel_Kitchen_LIGHT_2010_SPEED | Lighting |  | Wkdy ¦ Default | 2014-01-01 | 2014-12-31 | Hourly | 0.2 | 0.15 | 0.1 | 0.1 | 0.1 | 0.2 | 0.4 | 0.5 | 0.4 | 0.4 | 0.25 | 0.25 | 0.25 | 0.25 | 0.25 | 0.25 | 0.25 | 0.25 | 0.6 | 0.8 | 0.9 | 0.8 | 0.6 | 0.3
LrgHotel_Kitchen_EQUIP_2010_SPEED | Equipment |  | WntrDsn | 2014-01-01 | 2014-12-31 | Constant | Hr 1: 0
LrgHotel_Kitchen_EQUIP_2010_SPEED | Equipment |  | SmrDsn | 2014-01-01 | 2014-12-31 | Constant | bar: Hr 1
LrgHotel_Kitchen_EQUIP_2010_SPEED | Equipment |  | Sun | 2014-01-01 | 2014-12-31 | Hourly | 0.1 | 0.1 | 0.1 | 0.1 | 0.1 | 0.1 | 0.25 | 0.3 | 0.3 | 0.3 | 0.3 | 0.3 | 0.3 | 0.3 | 0.3 | 0.3 | 0.3 | 0.3 | 0.3 | 0.3 | 0.3 | 0.3 | 0.3 | 0.3
LrgHotel_Kitchen_EQUIP_2010_SPEED | Equipment |  | Sat | 2014-01-01 | 2014-12-31 | Hourly | 0.1 | 0.1 | 0.1 | 0.1 | 0.1 | 0.1 | 0.25 | 0.3 | 0.3 | 0.3 | 0.3 | 0.3 | 0.3 | 0.3 | 0.3 | 0.3 | 0.3 | 0.3 | 0.3 | 0.3 | 0.3 | 0.3 | 0.3 | 0.3
LrgHotel_Kitchen_EQUIP_2010_SPEED | Equipment |  | Wkdy ¦ Default | 2014-01-01 | 2014-12-31 | Hourly | 0.1 | 0.1 | 0.1 | 0.1 | 0.1 | 0.1 | 0.25 | 0.3 | 0.3 | 0.3 | 0.3 | 0.3 | 0.3 | 0.3 | 0.3 | 0.3 | 0.3 | 0.3 | 0.3 | 0.3 | 0.3 | 0.3 | 0.3 | 0.3
LrgHotel_Kitchen_LIGHT_2013_SPEED | Lighting |  | WntrDsn | 2014-01-01 | 2014-12-31 | Constant | Hr 1: 0
LrgHotel_Kitchen_LIGHT_2013_SPEED | Lighting |  | SmrDsn | 2014-01-01 | 2014-12-31 | Constant | bar: Hr 1
LrgHotel_Kitchen_LIGHT_2013_SPEED | Lighting |  | Sun | 2014-01-01 | 2014-12-31 | Hourly | 0.3 | 0.3 | 0.2 | 0.2 | 0.2 | 0.2 | 0.3 | 0.4 | 0.4 | 0.3 | 0.3 | 0.3 | 0.3 | 0.2 | 0.2 | 0.2 | 0.2 | 0.2 | 0.5 | 0.7 | 0.8 | 0.6 | 0.5 | 0.3
LrgHotel_Kitchen_LIGHT_2013_SPEED | Lighting |  | Sat | 2014-01-01 | 2014-12-31 | Hourly | 0.2 | 0.2 | 0.1 | 0.1 | 0.1 | 0.1 | 0.3 | 0.3 | 0.4 | 0.4 | 0.3 | 0.25 | 0.25 | 0.25 | 0.25 | 0.25 | 0.25 | 0.25 | 0.6 | 0.7 | 0.7 | 0.7 | 0.6 | 0.3
LrgHotel_Kitchen_LIGHT_2013_SPEED | Lighting |  | Wkdy ¦ Default | 2014-01-01 | 2014-12-31 | Hourly | 0.2 | 0.15 | 0.1 | 0.1 | 0.1 | 0.2 | 0.4 | 0.5 | 0.4 | 0.4 | 0.25 | 0.25 | 0.25 | 0.25 | 0.25 | 0.25 | 0.25 | 0.25 | 0.6 | 0.8 | 0.9 | 0.8 | 0.6 | 0.3
LrgHotel_Kitchen_EQUIP_2013_SPEED | Equipment |  | WntrDsn | 2014-01-01 | 2014-12-31 | Constant | Hr 1: 0
LrgHotel_Kitchen_EQUIP_2013_SPEED | Equipment |  | SmrDsn | 2014-01-01 | 2014-12-31 | Constant | bar: Hr 1
LrgHotel_Kitchen_EQUIP_2013_SPEED | Equipment |  | Sun | 2014-01-01 | 2014-12-31 | Hourly | 0.1 | 0.1 | 0.1 | 0.1 | 0.1 | 0.1 | 0.25 | 0.3 | 0.3 | 0.3 | 0.3 | 0.3 | 0.3 | 0.3 | 0.3 | 0.3 | 0.3 | 0.3 | 0.3 | 0.3 | 0.3 | 0.3 | 0.3 | 0.3
LrgHotel_Kitchen_EQUIP_2013_SPEED | Equipment |  | Sat | 2014-01-01 | 2014-12-31 | Hourly | 0.1 | 0.1 | 0.1 | 0.1 | 0.1 | 0.1 | 0.25 | 0.3 | 0.3 | 0.3 | 0.3 | 0.3 | 0.3 | 0.3 | 0.3 | 0.3 | 0.3 | 0.3 | 0.3 | 0.3 | 0.3 | 0.3 | 0.3 | 0.3
LrgHotel_Kitchen_EQUIP_2013_SPEED | Equipment |  | Wkdy ¦ Default | 2014-01-01 | 2014-12-31 | Hourly | 0.1 | 0.1 | 0.1 | 0.1 | 0.1 | 0.1 | 0.25 | 0.3 | 0.3 | 0.3 | 0.3 | 0.3 | 0.3 | 0.3 | 0.3 | 0.3 | 0.3 | 0.3 | 0.3 | 0.3 | 0.3 | 0.3 | 0.3 | 0.3
LrgHotel_Kitchen_INFIL_SPEED | Infiltration |  | WntrDsn | 2014-01-01 | 2014-12-31 | Constant | bar: Hr 1
LrgHotel_Kitchen_INFIL_SPEED | Infiltration |  | SmrDsn | 2014-01-01 | 2014-12-31 | Constant | bar: Hr 1
LrgHotel_Kitchen_INFIL_SPEED | Infiltration |  | Sun | 2014-01-01 | 2014-12-31 | Constant | Hr 1: 0.5
LrgHotel_Kitchen_INFIL_SPEED | Infiltration |  | Sat | 2014-01-01 | 2014-12-31 | Constant | Hr 1: 0.5
LrgHotel_Kitchen_INFIL_SPEED | Infiltration |  | Wkdy ¦ Default | 2014-01-01 | 2014-12-31 | Constant | Hr 1: 0.5
LrgHotel_Kitchen_INFIL_2007_SPEED | Infiltration |  | WntrDsn | 2014-01-01 | 2014-12-31 | Constant | bar: Hr 1
LrgHotel_Kitchen_INFIL_2007_SPEED | Infiltration |  | SmrDsn | 2014-01-01 | 2014-12-31 | Constant | bar: Hr 1
LrgHotel_Kitchen_INFIL_2007_SPEED | Infiltration |  | Sun | 2014-01-01 | 2014-12-31 | Constant | bar: Hr 1
LrgHotel_Kitchen_INFIL_2007_SPEED | Infiltration |  | Sat | 2014-01-01 | 2014-12-31 | Constant | bar: Hr 1
LrgHotel_Kitchen_INFIL_2007_SPEED | Infiltration |  | Wkdy ¦ Default | 2014-01-01 | 2014-12-31 | Constant | bar: Hr 1
LrgHotel_Kitchen_ACTIVITY_SPEED | Activity | W | WntrDsn | 2014-01-01 | 2014-12-31 | Constant | Hr 1: 120
LrgHotel_Kitchen_ACTIVITY_SPEED | Activity | W | SmrDsn | 2014-01-01 | 2014-12-31 | Constant | Hr 1: 120
LrgHotel_Kitchen_ACTIVITY_SPEED | Activity | W | Sun | 2014-01-01 | 2014-12-31 | Constant | Hr 1: 120
LrgHotel_Kitchen_ACTIVITY_SPEED | Activity | W | Sat | 2014-01-01 | 2014-12-31 | Constant | Hr 1: 120
LrgHotel_Kitchen_ACTIVITY_SPEED | Activity | W | Wkdy ¦ Default | 2014-01-01 | 2014-12-31 | Constant | Hr 1: 120
LrgHotel_Kitchen_OA_SPEED | OA Air |  | WntrDsn | 2014-01-01 | 2014-12-31 | Constant | bar: Hr 1
LrgHotel_Kitchen_OA_SPEED | OA Air |  | SmrDsn | 2014-01-01 | 2014-12-31 | Constant | bar: Hr 1
LrgHotel_Kitchen_OA_SPEED | OA Air |  | Sun | 2014-01-01 | 2014-12-31 | Constant | bar: Hr 1
LrgHotel_Kitchen_OA_SPEED | OA Air |  | Sat | 2014-01-01 | 2014-12-31 | Constant | bar: Hr 1
LrgHotel_Kitchen_OA_SPEED | OA Air |  | Wkdy ¦ Default | 2014-01-01 | 2014-12-31 | Constant | bar: Hr 1
LrgHotel_Mech_CLGSETP_SPEED | Thermostat Setpoint | C | WntrDsn | 2014-01-01 | 2014-12-31 | Constant | Hr 1: 23.9
LrgHotel_Mech_CLGSETP_SPEED | Thermostat Setpoint | C | SmrDsn | 2014-01-01 | 2014-12-31 | Constant | Hr 1: 23.9
LrgHotel_Mech_CLGSETP_SPEED | Thermostat Setpoint | C | Sun | 2014-01-01 | 2014-12-31 | Constant | Hr 1: 23.9
LrgHotel_Mech_CLGSETP_SPEED | Thermostat Setpoint | C | Sat | 2014-01-01 | 2014-12-31 | Constant | Hr 1: 23.9
LrgHotel_Mech_CLGSETP_SPEED | Thermostat Setpoint | C | Wkdy ¦ Default | 2014-01-01 | 2014-12-31 | Constant | Hr 1: 23.9
LrgHotel_Mech_HTGSETP_SPEED | Thermostat Setpoint | C | WntrDsn | 2014-01-01 | 2014-12-31 | Constant | Hr 1: 21.1
LrgHotel_Mech_HTGSETP_SPEED | Thermostat Setpoint | C | SmrDsn | 2014-01-01 | 2014-12-31 | Constant | Hr 1: 21.1
LrgHotel_Mech_HTGSETP_SPEED | Thermostat Setpoint | C | Sun | 2014-01-01 | 2014-12-31 | Constant | Hr 1: 21.1
LrgHotel_Mech_HTGSETP_SPEED | Thermostat Setpoint | C | Sat | 2014-01-01 | 2014-12-31 | Constant | Hr 1: 21.1
LrgHotel_Mech_HTGSETP_SPEED | Thermostat Setpoint | C | Wkdy ¦ Default | 2014-01-01 | 2014-12-31 | Constant | Hr 1: 21.1
LrgHotel_Mech_OCC_SPEED | Occupancy |  | WntrDsn | 2014-01-01 | 2014-12-31 | Constant | Hr 1: 0
LrgHotel_Mech_OCC_SPEED | Occupancy |  | SmrDsn | 2014-01-01 | 2014-12-31 | Constant | bar: Hr 1
LrgHotel_Mech_OCC_SPEED | Occupancy |  | Sun | 2014-01-01 | 2014-12-31 | Hourly | 0.7 | 0.7 | 0.7 | 0.7 | 0.7 | 0.7 | 0.7 | 0.7 | 0.5 | 0.5 | 0.5 | 0.3 | 0.3 | 0.2 | 0.2 | 0.2 | 0.3 | 0.4 | 0.4 | 0.6 | 0.6 | 0.8 | 0.8 | 0.8
LrgHotel_Mech_OCC_SPEED | Occupancy |  | Sat | 2014-01-01 | 2014-12-31 | Hourly | 0.9 | 0.9 | 0.9 | 0.9 | 0.9 | 0.9 | 0.7 | 0.5 | 0.5 | 0.3 | 0.3 | 0.3 | 0.3 | 0.3 | 0.3 | 0.3 | 0.3 | 0.5 | 0.6 | 0.6 | 0.6 | 0.7 | 0.7 | 0.7
LrgHotel_Mech_OCC_SPEED | Occupancy |  | Wkdy ¦ Default | 2014-01-01 | 2014-12-31 | Hourly | 0.9 | 0.9 | 0.9 | 0.9 | 0.9 | 0.9 | 0.7 | 0.4 | 0.4 | 0.2 | 0.2 | 0.2 | 0.2 | 0.2 | 0.2 | 0.3 | 0.5 | 0.5 | 0.5 | 0.7 | 0.7 | 0.8 | 0.9 | 0.9
LrgHotel_Mech_LIGHT_2007_SPEED | Lighting |  | WntrDsn | 2014-01-01 | 2014-12-31 | Constant | Hr 1: 0
LrgHotel_Mech_LIGHT_2007_SPEED | Lighting |  | SmrDsn | 2014-01-01 | 2014-12-31 | Constant | bar: Hr 1
LrgHotel_Mech_LIGHT_2007_SPEED | Lighting |  | Sun | 2014-01-01 | 2014-12-31 | Hourly | 0.3 | 0.3 | 0.2 | 0.2 | 0.2 | 0.2 | 0.3 | 0.4 | 0.4 | 0.3 | 0.3 | 0.3 | 0.3 | 0.2 | 0.2 | 0.2 | 0.2 | 0.2 | 0.5 | 0.7 | 0.8 | 0.6 | 0.5 | 0.3
LrgHotel_Mech_LIGHT_2007_SPEED | Lighting |  | Sat | 2014-01-01 | 2014-12-31 | Hourly | 0.2 | 0.2 | 0.1 | 0.1 | 0.1 | 0.1 | 0.3 | 0.3 | 0.4 | 0.4 | 0.3 | 0.25 | 0.25 | 0.25 | 0.25 | 0.25 | 0.25 | 0.25 | 0.6 | 0.7 | 0.7 | 0.7 | 0.6 | 0.3
LrgHotel_Mech_LIGHT_2007_SPEED | Lighting |  | Wkdy ¦ Default | 2014-01-01 | 2014-12-31 | Hourly | 0.2 | 0.15 | 0.1 | 0.1 | 0.1 | 0.2 | 0.4 | 0.5 | 0.4 | 0.4 | 0.25 | 0.25 | 0.25 | 0.25 | 0.25 | 0.25 | 0.25 | 0.25 | 0.6 | 0.8 | 0.9 | 0.8 | 0.6 | 0.3
LrgHotel_Mech_EQUIP_2007_SPEED | Equipment |  | WntrDsn | 2014-01-01 | 2014-12-31 | Constant | Hr 1: 0
LrgHotel_Mech_EQUIP_2007_SPEED | Equipment |  | SmrDsn | 2014-01-01 | 2014-12-31 | Constant | bar: Hr 1
LrgHotel_Mech_EQUIP_2007_SPEED | Equipment |  | Sun | 2014-01-01 | 2014-12-31 | Hourly | 0.4 | 0.4 | 0.3 | 0.3 | 0.3 | 0.3 | 0.4 | 0.5 | 0.5 | 0.4 | 0.4 | 0.4 | 0.4 | 0.3 | 0.3 | 0.3 | 0.3 | 0.3 | 0.6 | 0.8 | 0.9 | 0.7 | 0.6 | 0.4
LrgHotel_Mech_EQUIP_2007_SPEED | Equipment |  | Sat | 2014-01-01 | 2014-12-31 | Hourly | 0.3 | 0.3 | 0.2 | 0.2 | 0.2 | 0.2 | 0.4 | 0.4 | 0.5 | 0.5 | 0.4 | 0.35 | 0.35 | 0.35 | 0.35 | 0.35 | 0.35 | 0.35 | 0.7 | 0.8 | 0.8 | 0.8 | 0.7 | 0.4
LrgHotel_Mech_EQUIP_2007_SPEED | Equipment |  | Wkdy ¦ Default | 2014-01-01 | 2014-12-31 | Hourly | 0.3 | 0.25 | 0.2 | 0.2 | 0.2 | 0.3 | 0.5 | 0.6 | 0.5 | 0.5 | 0.35 | 0.35 | 0.35 | 0.35 | 0.35 | 0.35 | 0.35 | 0.35 | 0.7 | 0.9 | 0.95 | 0.9 | 0.7 | 0.4
LrgHotel_Mech_LIGHT_2010_SPEED | Lighting |  | WntrDsn | 2014-01-01 | 2014-12-31 | Constant | Hr 1: 0
LrgHotel_Mech_LIGHT_2010_SPEED | Lighting |  | SmrDsn | 2014-01-01 | 2014-12-31 | Constant | bar: Hr 1
LrgHotel_Mech_LIGHT_2010_SPEED | Lighting |  | Sun | 2014-01-01 | 2014-12-31 | Hourly | 0.3 | 0.3 | 0.2 | 0.2 | 0.2 | 0.2 | 0.3 | 0.4 | 0.4 | 0.3 | 0.3 | 0.3 | 0.3 | 0.2 | 0.2 | 0.2 | 0.2 | 0.2 | 0.5 | 0.7 | 0.8 | 0.6 | 0.5 | 0.3
LrgHotel_Mech_LIGHT_2010_SPEED | Lighting |  | Sat | 2014-01-01 | 2014-12-31 | Hourly | 0.2 | 0.2 | 0.1 | 0.1 | 0.1 | 0.1 | 0.3 | 0.3 | 0.4 | 0.4 | 0.3 | 0.25 | 0.25 | 0.25 | 0.25 | 0.25 | 0.25 | 0.25 | 0.6 | 0.7 | 0.7 | 0.7 | 0.6 | 0.3
LrgHotel_Mech_LIGHT_2010_SPEED | Lighting |  | Wkdy ¦ Default | 2014-01-01 | 2014-12-31 | Hourly | 0.2 | 0.15 | 0.1 | 0.1 | 0.1 | 0.2 | 0.4 | 0.5 | 0.4 | 0.4 | 0.25 | 0.25 | 0.25 | 0.25 | 0.25 | 0.25 | 0.25 | 0.25 | 0.6 | 0.8 | 0.9 | 0.8 | 0.6 | 0.3
LrgHotel_Mech_EQUIP_2010_SPEED | Equipment |  | WntrDsn | 2014-01-01 | 2014-12-31 | Constant | Hr 1: 0
LrgHotel_Mech_EQUIP_2010_SPEED | Equipment |  | SmrDsn | 2014-01-01 | 2014-12-31 | Constant | bar: Hr 1
LrgHotel_Mech_EQUIP_2010_SPEED | Equipment |  | Sun | 2014-01-01 | 2014-12-31 | Hourly | 0.4 | 0.4 | 0.3 | 0.3 | 0.3 | 0.3 | 0.4 | 0.5 | 0.5 | 0.4 | 0.4 | 0.4 | 0.4 | 0.3 | 0.3 | 0.3 | 0.3 | 0.3 | 0.6 | 0.8 | 0.9 | 0.7 | 0.6 | 0.4
LrgHotel_Mech_EQUIP_2010_SPEED | Equipment |  | Sat | 2014-01-01 | 2014-12-31 | Hourly | 0.3 | 0.3 | 0.2 | 0.2 | 0.2 | 0.2 | 0.4 | 0.4 | 0.5 | 0.5 | 0.4 | 0.35 | 0.35 | 0.35 | 0.35 | 0.35 | 0.35 | 0.35 | 0.7 | 0.8 | 0.8 | 0.8 | 0.7 | 0.4
LrgHotel_Mech_EQUIP_2010_SPEED | Equipment |  | Wkdy ¦ Default | 2014-01-01 | 2014-12-31 | Hourly | 0.3 | 0.25 | 0.2 | 0.2 | 0.2 | 0.3 | 0.5 | 0.6 | 0.5 | 0.5 | 0.35 | 0.35 | 0.35 | 0.35 | 0.35 | 0.35 | 0.35 | 0.35 | 0.7 | 0.9 | 0.95 | 0.9 | 0.7 | 0.4
LrgHotel_Mech_LIGHT_2013_SPEED | Lighting |  | WntrDsn | 2014-01-01 | 2014-12-31 | Constant | Hr 1: 0
LrgHotel_Mech_LIGHT_2013_SPEED | Lighting |  | SmrDsn | 2014-01-01 | 2014-12-31 | Constant | bar: Hr 1
LrgHotel_Mech_LIGHT_2013_SPEED | Lighting |  | Sun | 2014-01-01 | 2014-12-31 | Hourly | 0.3 | 0.3 | 0.2 | 0.2 | 0.2 | 0.2 | 0.3 | 0.4 | 0.4 | 0.3 | 0.3 | 0.3 | 0.3 | 0.2 | 0.2 | 0.2 | 0.2 | 0.2 | 0.5 | 0.7 | 0.8 | 0.6 | 0.5 | 0.3
LrgHotel_Mech_LIGHT_2013_SPEED | Lighting |  | Sat | 2014-01-01 | 2014-12-31 | Hourly | 0.2 | 0.2 | 0.1 | 0.1 | 0.1 | 0.1 | 0.3 | 0.3 | 0.4 | 0.4 | 0.3 | 0.25 | 0.25 | 0.25 | 0.25 | 0.25 | 0.25 | 0.25 | 0.6 | 0.7 | 0.7 | 0.7 | 0.6 | 0.3
LrgHotel_Mech_LIGHT_2013_SPEED | Lighting |  | Wkdy ¦ Default | 2014-01-01 | 2014-12-31 | Hourly | 0.2 | 0.15 | 0.1 | 0.1 | 0.1 | 0.2 | 0.4 | 0.5 | 0.4 | 0.4 | 0.25 | 0.25 | 0.25 | 0.25 | 0.25 | 0.25 | 0.25 | 0.25 | 0.6 | 0.8 | 0.9 | 0.8 | 0.6 | 0.3
LrgHotel_Mech_EQUIP_2013_SPEED | Equipment |  | WntrDsn | 2014-01-01 | 2014-12-31 | Constant | Hr 1: 0
LrgHotel_Mech_EQUIP_2013_SPEED | Equipment |  | SmrDsn | 2014-01-01 | 2014-12-31 | Constant | bar: Hr 1
LrgHotel_Mech_EQUIP_2013_SPEED | Equipment |  | Sun | 2014-01-01 | 2014-12-31 | Hourly | 0.4 | 0.4 | 0.3 | 0.3 | 0.3 | 0.3 | 0.4 | 0.5 | 0.5 | 0.4 | 0.4 | 0.4 | 0.4 | 0.3 | 0.3 | 0.3 | 0.3 | 0.3 | 0.6 | 0.8 | 0.9 | 0.7 | 0.6 | 0.4
LrgHotel_Mech_EQUIP_2013_SPEED | Equipment |  | Sat | 2014-01-01 | 2014-12-31 | Hourly | 0.3 | 0.3 | 0.2 | 0.2 | 0.2 | 0.2 | 0.4 | 0.4 | 0.5 | 0.5 | 0.4 | 0.35 | 0.35 | 0.35 | 0.35 | 0.35 | 0.35 | 0.35 | 0.7 | 0.8 | 0.8 | 0.8 | 0.7 | 0.4
LrgHotel_Mech_EQUIP_2013_SPEED | Equipment |  | Wkdy ¦ Default | 2014-01-01 | 2014-12-31 | Hourly | 0.3 | 0.25 | 0.2 | 0.2 | 0.2 | 0.3 | 0.5 | 0.6 | 0.5 | 0.5 | 0.35 | 0.35 | 0.35 | 0.35 | 0.35 | 0.35 | 0.35 | 0.35 | 0.7 | 0.9 | 0.95 | 0.9 | 0.7 | 0.4
LrgHotel_Mech_INFIL_SPEED | Infiltration |  | WntrDsn | 2014-01-01 | 2014-12-31 | Constant | bar: Hr 1
LrgHotel_Mech_INFIL_SPEED | Infiltration |  | SmrDsn | 2014-01-01 | 2014-12-31 | Constant | bar: Hr 1
LrgHotel_Mech_INFIL_SPEED | Infiltration |  | Sun | 2014-01-01 | 2014-12-31 | Constant | Hr 1: 0.5
LrgHotel_Mech_INFIL_SPEED | Infiltration |  | Sat | 2014-01-01 | 2014-12-31 | Constant | Hr 1: 0.5
LrgHotel_Mech_INFIL_SPEED | Infiltration |  | Wkdy ¦ Default | 2014-01-01 | 2014-12-31 | Constant | Hr 1: 0.5
LrgHotel_Mech_INFIL_2007_SPEED | Infiltration |  | WntrDsn | 2014-01-01 | 2014-12-31 | Constant | bar: Hr 1
LrgHotel_Mech_INFIL_2007_SPEED | Infiltration |  | SmrDsn | 2014-01-01 | 2014-12-31 | Constant | bar: Hr 1
LrgHotel_Mech_INFIL_2007_SPEED | Infiltration |  | Sun | 2014-01-01 | 2014-12-31 | Constant | bar: Hr 1
LrgHotel_Mech_INFIL_2007_SPEED | Infiltration |  | Sat | 2014-01-01 | 2014-12-31 | Constant | bar: Hr 1
LrgHotel_Mech_INFIL_2007_SPEED | Infiltration |  | Wkdy ¦ Default | 2014-01-01 | 2014-12-31 | Constant | bar: Hr 1
LrgHotel_Mech_ACTIVITY_SPEED | Activity | W | WntrDsn | 2014-01-01 | 2014-12-31 | Constant | Hr 1: 120
LrgHotel_Mech_ACTIVITY_SPEED | Activity | W | SmrDsn | 2014-01-01 | 2014-12-31 | Constant | Hr 1: 120
LrgHotel_Mech_ACTIVITY_SPEED | Activity | W | Sun | 2014-01-01 | 2014-12-31 | Constant | Hr 1: 120
LrgHotel_Mech_ACTIVITY_SPEED | Activity | W | Sat | 2014-01-01 | 2014-12-31 | Constant | Hr 1: 120
LrgHotel_Mech_ACTIVITY_SPEED | Activity | W | Wkdy ¦ Default | 2014-01-01 | 2014-12-31 | Constant | Hr 1: 120
LrgHotel_Mech_OA_SPEED | OA Air |  | WntrDsn | 2014-01-01 | 2014-12-31 | Constant | bar: Hr 1
LrgHotel_Mech_OA_SPEED | OA Air |  | SmrDsn | 2014-01-01 | 2014-12-31 | Constant | bar: Hr 1
LrgHotel_Mech_OA_SPEED | OA Air |  | Sun | 2014-01-01 | 2014-12-31 | Constant | bar: Hr 1
LrgHotel_Mech_OA_SPEED | OA Air |  | Sat | 2014-01-01 | 2014-12-31 | Constant | bar: Hr 1
LrgHotel_Mech_OA_SPEED | OA Air |  | Wkdy ¦ Default | 2014-01-01 | 2014-12-31 | Constant | bar: Hr 1
LrgHotel_Storage_CLGSETP_SPEED | Thermostat Setpoint | C | WntrDsn | 2014-01-01 | 2014-12-31 | Constant | Hr 1: 23.9
LrgHotel_Storage_CLGSETP_SPEED | Thermostat Setpoint | C | SmrDsn | 2014-01-01 | 2014-12-31 | Constant | Hr 1: 23.9
LrgHotel_Storage_CLGSETP_SPEED | Thermostat Setpoint | C | Sun | 2014-01-01 | 2014-12-31 | Constant | Hr 1: 23.9
LrgHotel_Storage_CLGSETP_SPEED | Thermostat Setpoint | C | Sat | 2014-01-01 | 2014-12-31 | Constant | Hr 1: 23.9
LrgHotel_Storage_CLGSETP_SPEED | Thermostat Setpoint | C | Wkdy ¦ Default | 2014-01-01 | 2014-12-31 | Constant | Hr 1: 23.9
LrgHotel_Storage_HTGSETP_SPEED | Thermostat Setpoint | C | WntrDsn | 2014-01-01 | 2014-12-31 | Constant | Hr 1: 21.1
LrgHotel_Storage_HTGSETP_SPEED | Thermostat Setpoint | C | SmrDsn | 2014-01-01 | 2014-12-31 | Constant | Hr 1: 21.1
LrgHotel_Storage_HTGSETP_SPEED | Thermostat Setpoint | C | Sun | 2014-01-01 | 2014-12-31 | Constant | Hr 1: 21.1
LrgHotel_Storage_HTGSETP_SPEED | Thermostat Setpoint | C | Sat | 2014-01-01 | 2014-12-31 | Constant | Hr 1: 21.1
LrgHotel_Storage_HTGSETP_SPEED | Thermostat Setpoint | C | Wkdy ¦ Default | 2014-01-01 | 2014-12-31 | Constant | Hr 1: 21.1
LrgHotel_Storage_OCC_SPEED | Occupancy |  | WntrDsn | 2014-01-01 | 2014-12-31 | Constant | Hr 1: 0
LrgHotel_Storage_OCC_SPEED | Occupancy |  | SmrDsn | 2014-01-01 | 2014-12-31 | Constant | bar: Hr 1
LrgHotel_Storage_OCC_SPEED | Occupancy |  | Sun | 2014-01-01 | 2014-12-31 | Hourly | 0.7 | 0.7 | 0.7 | 0.7 | 0.7 | 0.7 | 0.7 | 0.7 | 0.5 | 0.5 | 0.5 | 0.3 | 0.3 | 0.2 | 0.2 | 0.2 | 0.3 | 0.4 | 0.4 | 0.6 | 0.6 | 0.8 | 0.8 | 0.8
LrgHotel_Storage_OCC_SPEED | Occupancy |  | Sat | 2014-01-01 | 2014-12-31 | Hourly | 0.9 | 0.9 | 0.9 | 0.9 | 0.9 | 0.9 | 0.7 | 0.5 | 0.5 | 0.3 | 0.3 | 0.3 | 0.3 | 0.3 | 0.3 | 0.3 | 0.3 | 0.5 | 0.6 | 0.6 | 0.6 | 0.7 | 0.7 | 0.7
LrgHotel_Storage_OCC_SPEED | Occupancy |  | Wkdy ¦ Default | 2014-01-01 | 2014-12-31 | Hourly | 0.9 | 0.9 | 0.9 | 0.9 | 0.9 | 0.9 | 0.7 | 0.4 | 0.4 | 0.2 | 0.2 | 0.2 | 0.2 | 0.2 | 0.2 | 0.3 | 0.5 | 0.5 | 0.5 | 0.7 | 0.7 | 0.8 | 0.9 | 0.9
LrgHotel_Storage_LIGHT_2007_SPEED | Lighting |  | WntrDsn | 2014-01-01 | 2014-12-31 | Constant | Hr 1: 0
LrgHotel_Storage_LIGHT_2007_SPEED | Lighting |  | SmrDsn | 2014-01-01 | 2014-12-31 | Constant | bar: Hr 1
LrgHotel_Storage_LIGHT_2007_SPEED | Lighting |  | Sun | 2014-01-01 | 2014-12-31 | Hourly | 0.3 | 0.3 | 0.2 | 0.2 | 0.2 | 0.2 | 0.3 | 0.4 | 0.4 | 0.3 | 0.3 | 0.3 | 0.3 | 0.2 | 0.2 | 0.2 | 0.2 | 0.2 | 0.5 | 0.7 | 0.8 | 0.6 | 0.5 | 0.3
LrgHotel_Storage_LIGHT_2007_SPEED | Lighting |  | Sat | 2014-01-01 | 2014-12-31 | Hourly | 0.2 | 0.2 | 0.1 | 0.1 | 0.1 | 0.1 | 0.3 | 0.3 | 0.4 | 0.4 | 0.3 | 0.25 | 0.25 | 0.25 | 0.25 | 0.25 | 0.25 | 0.25 | 0.6 | 0.7 | 0.7 | 0.7 | 0.6 | 0.3
LrgHotel_Storage_LIGHT_2007_SPEED | Lighting |  | Wkdy ¦ Default | 2014-01-01 | 2014-12-31 | Hourly | 0.2 | 0.15 | 0.1 | 0.1 | 0.1 | 0.2 | 0.4 | 0.5 | 0.4 | 0.4 | 0.25 | 0.25 | 0.25 | 0.25 | 0.25 | 0.25 | 0.25 | 0.25 | 0.6 | 0.8 | 0.9 | 0.8 | 0.6 | 0.3
LrgHotel_Storage_EQUIP_2007_SPEED | Equipment |  | WntrDsn | 2014-01-01 | 2014-12-31 | Constant | Hr 1: 0
LrgHotel_Storage_EQUIP_2007_SPEED | Equipment |  | SmrDsn | 2014-01-01 | 2014-12-31 | Constant | bar: Hr 1
LrgHotel_Storage_EQUIP_2007_SPEED | Equipment |  | Sun | 2014-01-01 | 2014-12-31 | Hourly | 0.4 | 0.4 | 0.3 | 0.3 | 0.3 | 0.3 | 0.4 | 0.5 | 0.5 | 0.4 | 0.4 | 0.4 | 0.4 | 0.3 | 0.3 | 0.3 | 0.3 | 0.3 | 0.6 | 0.8 | 0.9 | 0.7 | 0.6 | 0.4
LrgHotel_Storage_EQUIP_2007_SPEED | Equipment |  | Sat | 2014-01-01 | 2014-12-31 | Hourly | 0.3 | 0.3 | 0.2 | 0.2 | 0.2 | 0.2 | 0.4 | 0.4 | 0.5 | 0.5 | 0.4 | 0.35 | 0.35 | 0.35 | 0.35 | 0.35 | 0.35 | 0.35 | 0.7 | 0.8 | 0.8 | 0.8 | 0.7 | 0.4
LrgHotel_Storage_EQUIP_2007_SPEED | Equipment |  | Wkdy ¦ Default | 2014-01-01 | 2014-12-31 | Hourly | 0.3 | 0.25 | 0.2 | 0.2 | 0.2 | 0.3 | 0.5 | 0.6 | 0.5 | 0.5 | 0.35 | 0.35 | 0.35 | 0.35 | 0.35 | 0.35 | 0.35 | 0.35 | 0.7 | 0.9 | 0.95 | 0.9 | 0.7 | 0.4
LrgHotel_Storage_LIGHT_2010_SPEED | Lighting |  | WntrDsn | 2014-01-01 | 2014-12-31 | Constant | Hr 1: 0
LrgHotel_Storage_LIGHT_2010_SPEED | Lighting |  | SmrDsn | 2014-01-01 | 2014-12-31 | Constant | bar: Hr 1
LrgHotel_Storage_LIGHT_2010_SPEED | Lighting |  | Sun | 2014-01-01 | 2014-12-31 | Hourly | 0.17565 | 0.17565 | 0.1171 | 0.1171 | 0.1171 | 0.1171 | 0.17565 | 0.2342 | 0.2342 | 0.17565 | 0.17565 | 0.17565 | 0.17565 | 0.1171 | 0.1171 | 0.1171 | 0.1171 | 0.1171 | 0.29275 | 0.40985 | 0.4684 | 0.3513 | 0.29275 | 0.17565
LrgHotel_Storage_LIGHT_2010_SPEED | Lighting |  | Sat | 2014-01-01 | 2014-12-31 | Hourly | 0.1171 | 0.1171 | 0.05855 | 0.05855 | 0.05855 | 0.05855 | 0.17565 | 0.17565 | 0.2342 | 0.2342 | 0.17565 | 0.14638 | 0.14638 | 0.14638 | 0.14638 | 0.14638 | 0.14638 | 0.14638 | 0.3513 | 0.40985 | 0.40985 | 0.40985 | 0.3513 | 0.17565
LrgHotel_Storage_LIGHT_2010_SPEED | Lighting |  | Wkdy ¦ Default | 2014-01-01 | 2014-12-31 | Hourly | 0.1171 | 0.087825 | 0.05855 | 0.05855 | 0.05855 | 0.1171 | 0.2342 | 0.29275 | 0.2342 | 0.2342 | 0.14638 | 0.14638 | 0.14638 | 0.14638 | 0.14638 | 0.14638 | 0.14638 | 0.14638 | 0.3513 | 0.4684 | 0.52695 | 0.4684 | 0.3513 | 0.17565
LrgHotel_Storage_EQUIP_2010_SPEED | Equipment |  | WntrDsn | 2014-01-01 | 2014-12-31 | Constant | Hr 1: 0
LrgHotel_Storage_EQUIP_2010_SPEED | Equipment |  | SmrDsn | 2014-01-01 | 2014-12-31 | Constant | bar: Hr 1
LrgHotel_Storage_EQUIP_2010_SPEED | Equipment |  | Sun | 2014-01-01 | 2014-12-31 | Hourly | 0.4 | 0.4 | 0.3 | 0.3 | 0.3 | 0.3 | 0.4 | 0.5 | 0.5 | 0.4 | 0.4 | 0.4 | 0.4 | 0.3 | 0.3 | 0.3 | 0.3 | 0.3 | 0.6 | 0.8 | 0.9 | 0.7 | 0.6 | 0.4
LrgHotel_Storage_EQUIP_2010_SPEED | Equipment |  | Sat | 2014-01-01 | 2014-12-31 | Hourly | 0.3 | 0.3 | 0.2 | 0.2 | 0.2 | 0.2 | 0.4 | 0.4 | 0.5 | 0.5 | 0.4 | 0.35 | 0.35 | 0.35 | 0.35 | 0.35 | 0.35 | 0.35 | 0.7 | 0.8 | 0.8 | 0.8 | 0.7 | 0.4
LrgHotel_Storage_EQUIP_2010_SPEED | Equipment |  | Wkdy ¦ Default | 2014-01-01 | 2014-12-31 | Hourly | 0.3 | 0.25 | 0.2 | 0.2 | 0.2 | 0.3 | 0.5 | 0.6 | 0.5 | 0.5 | 0.35 | 0.35 | 0.35 | 0.35 | 0.35 | 0.35 | 0.35 | 0.35 | 0.7 | 0.9 | 0.95 | 0.9 | 0.7 | 0.4
LrgHotel_Storage_LIGHT_2013_SPEED | Lighting |  | WntrDsn | 2014-01-01 | 2014-12-31 | Constant | Hr 1: 0
LrgHotel_Storage_LIGHT_2013_SPEED | Lighting |  | SmrDsn | 2014-01-01 | 2014-12-31 | Constant | bar: Hr 1
LrgHotel_Storage_LIGHT_2013_SPEED | Lighting |  | Sun | 2014-01-01 | 2014-12-31 | Hourly | 0.13349 | 0.13349 | 0.088996 | 0.088996 | 0.088996 | 0.088996 | 0.13349 | 0.17799 | 0.17799 | 0.17565 | 0.13349 | 0.13349 | 0.13349 | 0.088996 | 0.088996 | 0.088996 | 0.088996 | 0.088996 | 0.22249 | 0.31149 | 0.35598 | 0.26699 | 0.22249 | 0.13349
LrgHotel_Storage_LIGHT_2013_SPEED | Lighting |  | Sat | 2014-01-01 | 2014-12-31 | Hourly | 0.088996 | 0.088996 | 0.044498 | 0.044498 | 0.044498 | 0.044498 | 0.13349 | 0.13349 | 0.17799 | 0.17799 | 0.13349 | 0.11124 | 0.11124 | 0.11124 | 0.11124 | 0.11124 | 0.11124 | 0.11124 | 0.26699 | 0.31149 | 0.31149 | 0.31149 | 0.26699 | 0.13349
LrgHotel_Storage_LIGHT_2013_SPEED | Lighting |  | Wkdy ¦ Default | 2014-01-01 | 2014-12-31 | Hourly | 0.088996 | 0.066747 | 0.044498 | 0.044498 | 0.044498 | 0.088996 | 0.17799 | 0.22249 | 0.17799 | 0.17799 | 0.11124 | 0.11124 | 0.11124 | 0.11124 | 0.11124 | 0.11124 | 0.11124 | 0.11124 | 0.26699 | 0.35598 | 0.40048 | 0.35598 | 0.26699 | 0.13349
LrgHotel_Storage_EQUIP_2013_SPEED | Equipment |  | WntrDsn | 2014-01-01 | 2014-12-31 | Constant | Hr 1: 0
LrgHotel_Storage_EQUIP_2013_SPEED | Equipment |  | SmrDsn | 2014-01-01 | 2014-12-31 | Constant | bar: Hr 1
LrgHotel_Storage_EQUIP_2013_SPEED | Equipment |  | Sun | 2014-01-01 | 2014-12-31 | Hourly | 0.4 | 0.4 | 0.3 | 0.3 | 0.3 | 0.3 | 0.4 | 0.5 | 0.5 | 0.4 | 0.4 | 0.4 | 0.4 | 0.3 | 0.3 | 0.3 | 0.3 | 0.3 | 0.6 | 0.8 | 0.9 | 0.7 | 0.6 | 0.4
LrgHotel_Storage_EQUIP_2013_SPEED | Equipment |  | Sat | 2014-01-01 | 2014-12-31 | Hourly | 0.3 | 0.3 | 0.2 | 0.2 | 0.2 | 0.2 | 0.4 | 0.4 | 0.5 | 0.5 | 0.4 | 0.35 | 0.35 | 0.35 | 0.35 | 0.35 | 0.35 | 0.35 | 0.7 | 0.8 | 0.8 | 0.8 | 0.7 | 0.4
LrgHotel_Storage_EQUIP_2013_SPEED | Equipment |  | Wkdy ¦ Default | 2014-01-01 | 2014-12-31 | Hourly | 0.3 | 0.25 | 0.2 | 0.2 | 0.2 | 0.3 | 0.5 | 0.6 | 0.5 | 0.5 | 0.35 | 0.35 | 0.35 | 0.35 | 0.35 | 0.35 | 0.35 | 0.35 | 0.7 | 0.9 | 0.95 | 0.9 | 0.7 | 0.4
LrgHotel_Storage_INFIL_SPEED | Infiltration |  | WntrDsn | 2014-01-01 | 2014-12-31 | Constant | bar: Hr 1
LrgHotel_Storage_INFIL_SPEED | Infiltration |  | SmrDsn | 2014-01-01 | 2014-12-31 | Constant | bar: Hr 1
LrgHotel_Storage_INFIL_SPEED | Infiltration |  | Sun | 2014-01-01 | 2014-12-31 | Constant | Hr 1: 0.5
LrgHotel_Storage_INFIL_SPEED | Infiltration |  | Sat | 2014-01-01 | 2014-12-31 | Constant | Hr 1: 0.5
LrgHotel_Storage_INFIL_SPEED | Infiltration |  | Wkdy ¦ Default | 2014-01-01 | 2014-12-31 | Constant | Hr 1: 0.5
LrgHotel_Storage_INFIL_2007_SPEED | Infiltration |  | WntrDsn | 2014-01-01 | 2014-12-31 | Constant | bar: Hr 1
LrgHotel_Storage_INFIL_2007_SPEED | Infiltration |  | SmrDsn | 2014-01-01 | 2014-12-31 | Constant | bar: Hr 1
LrgHotel_Storage_INFIL_2007_SPEED | Infiltration |  | Sun | 2014-01-01 | 2014-12-31 | Constant | bar: Hr 1
LrgHotel_Storage_INFIL_2007_SPEED | Infiltration |  | Sat | 2014-01-01 | 2014-12-31 | Constant | bar: Hr 1
LrgHotel_Storage_INFIL_2007_SPEED | Infiltration |  | Wkdy ¦ Default | 2014-01-01 | 2014-12-31 | Constant | bar: Hr 1
LrgHotel_Storage_ACTIVITY_SPEED | Activity | W | WntrDsn | 2014-01-01 | 2014-12-31 | Constant | Hr 1: 120
LrgHotel_Storage_ACTIVITY_SPEED | Activity | W | SmrDsn | 2014-01-01 | 2014-12-31 | Constant | Hr 1: 120
LrgHotel_Storage_ACTIVITY_SPEED | Activity | W | Sun | 2014-01-01 | 2014-12-31 | Constant | Hr 1: 120
LrgHotel_Storage_ACTIVITY_SPEED | Activity | W | Sat | 2014-01-01 | 2014-12-31 | Constant | Hr 1: 120
LrgHotel_Storage_ACTIVITY_SPEED | Activity | W | Wkdy ¦ Default | 2014-01-01 | 2014-12-31 | Constant | Hr 1: 120
LrgHotel_Storage_OA_SPEED | OA Air |  | WntrDsn | 2014-01-01 | 2014-12-31 | Constant | bar: Hr 1
LrgHotel_Storage_OA_SPEED | OA Air |  | SmrDsn | 2014-01-01 | 2014-12-31 | Constant | bar: Hr 1
LrgHotel_Storage_OA_SPEED | OA Air |  | Sun | 2014-01-01 | 2014-12-31 | Constant | bar: Hr 1
LrgHotel_Storage_OA_SPEED | OA Air |  | Sat | 2014-01-01 | 2014-12-31 | Constant | bar: Hr 1
LrgHotel_Storage_OA_SPEED | OA Air |  | Wkdy ¦ Default | 2014-01-01 | 2014-12-31 | Constant | bar: Hr 1
LrgHotel_Banquet_CLGSETP_LMTD_SPEED | Thermostat Setpoint | C | WntrDsn | 2014-01-01 | 2014-12-31 | Constant | Hr 1: 23.9
LrgHotel_Banquet_CLGSETP_LMTD_SPEED | Thermostat Setpoint | C | SmrDsn | 2014-01-01 | 2014-12-31 | Constant | Hr 1: 23.9
LrgHotel_Banquet_CLGSETP_LMTD_SPEED | Thermostat Setpoint | C | Sun | 2014-01-01 | 2014-12-31 | Hourly | 25.6 | 25.6 | 25.6 | 25.6 | 25.6 | 25.6 | 25.6 | 25.6 | 23.9 | 23.9 | 23.9 | 23.9 | 23.9 | 23.9 | 23.9 | 23.9 | 23.9 | 23.9 | 25.6 | 25.6 | 25.6 | 25.6 | 25.6 | 25.6
LrgHotel_Banquet_CLGSETP_LMTD_SPEED | Thermostat Setpoint | C | Sat | 2014-01-01 | 2014-12-31 | Hourly | 25.6 | 25.6 | 25.6 | 25.6 | 25.6 | 25.6 | 25.6 | 25.6 | 23.9 | 23.9 | 23.9 | 23.9 | 23.9 | 23.9 | 23.9 | 23.9 | 23.9 | 23.9 | 25.6 | 25.6 | 25.6 | 23.9 | 25.6 | 25.6
LrgHotel_Banquet_CLGSETP_LMTD_SPEED | Thermostat Setpoint | C | Wkdy ¦ Default | 2014-01-01 | 2014-12-31 | Hourly | 25.6 | 25.6 | 25.6 | 25.6 | 25.6 | 25.6 | 25.6 | 25.6 | 23.9 | 23.9 | 23.9 | 23.9 | 23.9 | 23.9 | 23.9 | 23.9 | 23.9 | 23.9 | 25.6 | 25.6 | 25.6 | 25.6 | 25.6 | 25.6
LrgHotel_Banquet_HTGSETP_LMTD_SPEED | Thermostat Setpoint | C | WntrDsn | 2014-01-01 | 2014-12-31 | Constant | Hr 1: 21.1
LrgHotel_Banquet_HTGSETP_LMTD_SPEED | Thermostat Setpoint | C | SmrDsn | 2014-01-01 | 2014-12-31 | Constant | Hr 1: 21.1
LrgHotel_Banquet_HTGSETP_LMTD_SPEED | Thermostat Setpoint | C | Sun | 2014-01-01 | 2014-12-31 | Hourly | 19.4 | 19.4 | 19.4 | 19.4 | 19.4 | 19.4 | 19.4 | 19.4 | 21.1 | 21.1 | 21.1 | 21.1 | 21.1 | 21.1 | 21.1 | 21.1 | 21.1 | 21.1 | 19.4 | 19.4 | 19.4 | 19.4 | 19.4 | 19.4
LrgHotel_Banquet_HTGSETP_LMTD_SPEED | Thermostat Setpoint | C | Sat | 2014-01-01 | 2014-12-31 | Hourly | 19.4 | 19.4 | 19.4 | 19.4 | 19.4 | 19.4 | 19.4 | 19.4 | 21.1 | 21.1 | 21.1 | 21.1 | 21.1 | 21.1 | 21.1 | 21.1 | 21.1 | 21.1 | 19.4 | 19.4 | 19.4 | 19.4 | 19.4 | 19.4
LrgHotel_Banquet_HTGSETP_LMTD_SPEED | Thermostat Setpoint | C | Wkdy ¦ Default | 2014-01-01 | 2014-12-31 | Hourly | 19.4 | 19.4 | 19.4 | 19.4 | 19.4 | 19.4 | 19.4 | 19.4 | 21.1 | 21.1 | 21.1 | 21.1 | 21.1 | 21.1 | 21.1 | 21.1 | 21.1 | 21.1 | 19.4 | 19.4 | 19.4 | 19.4 | 19.4 | 19.4
LrgHotel_Banquet_CLGSETP_SPEED | Thermostat Setpoint | C | WntrDsn | 2014-01-01 | 2014-12-31 | Constant | Hr 1: 23.9
LrgHotel_Banquet_CLGSETP_SPEED | Thermostat Setpoint | C | SmrDsn | 2014-01-01 | 2014-12-31 | Constant | Hr 1: 23.9
LrgHotel_Banquet_CLGSETP_SPEED | Thermostat Setpoint | C | Sun | 2014-01-01 | 2014-12-31 | Constant | Hr 1: 23.9
LrgHotel_Banquet_CLGSETP_SPEED | Thermostat Setpoint | C | Sat | 2014-01-01 | 2014-12-31 | Constant | Hr 1: 23.9
LrgHotel_Banquet_CLGSETP_SPEED | Thermostat Setpoint | C | Wkdy ¦ Default | 2014-01-01 | 2014-12-31 | Constant | Hr 1: 23.9
LrgHotel_Banquet_HTGSETP_SPEED | Thermostat Setpoint | C | WntrDsn | 2014-01-01 | 2014-12-31 | Constant | Hr 1: 21.1
LrgHotel_Banquet_HTGSETP_SPEED | Thermostat Setpoint | C | SmrDsn | 2014-01-01 | 2014-12-31 | Constant | Hr 1: 21.1
LrgHotel_Banquet_HTGSETP_SPEED | Thermostat Setpoint | C | Sun | 2014-01-01 | 2014-12-31 | Constant | Hr 1: 21.1
LrgHotel_Banquet_HTGSETP_SPEED | Thermostat Setpoint | C | Sat | 2014-01-01 | 2014-12-31 | Constant | Hr 1: 21.1
LrgHotel_Banquet_HTGSETP_SPEED | Thermostat Setpoint | C | Wkdy ¦ Default | 2014-01-01 | 2014-12-31 | Constant | Hr 1: 21.1
LrgHotel_Banquet_OCC_LMTD_SPEED | Occupancy |  | WntrDsn | 2014-01-01 | 2014-12-31 | Constant | Hr 1: 0
LrgHotel_Banquet_OCC_LMTD_SPEED | Occupancy |  | SmrDsn | 2014-01-01 | 2014-12-31 | Constant | bar: Hr 1
LrgHotel_Banquet_OCC_LMTD_SPEED | Occupancy |  | Sun | 2014-01-01 | 2014-12-31 | Hourly | 0 | 0 | 0 | 0 | 0 | 0 | 0 | 0.05 | 0.5 | 0.5 | 0.2 | 0.2 | 0.05 | 0.5 | 0.5 | 0.2 | 0.2 | 0.2 | 0.05 | 0.05 | 0 | 0 | 0 | 0
LrgHotel_Banquet_OCC_LMTD_SPEED | Occupancy |  | Sat | 2014-01-01 | 2014-12-31 | Hourly | 0 | 0 | 0 | 0 | 0 | 0 | 0 | 0.05 | 0.5 | 0.5 | 0.2 | 0.2 | 0.05 | 0.5 | 0.5 | 0.2 | 0.2 | 0.2 | 0.05 | 0.05 | 0 | 0 | 0 | 0
LrgHotel_Banquet_OCC_LMTD_SPEED | Occupancy |  | Wkdy ¦ Default | 2014-01-01 | 2014-12-31 | Hourly | 0 | 0 | 0 | 0 | 0 | 0 | 0 | 0.05 | 0.5 | 0.5 | 0.2 | 0.2 | 0.05 | 0.5 | 0.5 | 0.2 | 0.2 | 0.2 | 0.05 | 0.05 | 0 | 0 | 0 | 0
LrgHotel_Banquet_OCC_SPEED | Occupancy |  | WntrDsn | 2014-01-01 | 2014-12-31 | Constant | Hr 1: 0
LrgHotel_Banquet_OCC_SPEED | Occupancy |  | SmrDsn | 2014-01-01 | 2014-12-31 | Constant | bar: Hr 1
LrgHotel_Banquet_OCC_SPEED | Occupancy |  | Sun | 2014-01-01 | 2014-12-31 | Hourly | 0.7 | 0.7 | 0.7 | 0.7 | 0.7 | 0.7 | 0.7 | 0.7 | 0.5 | 0.5 | 0.5 | 0.3 | 0.3 | 0.2 | 0.2 | 0.2 | 0.3 | 0.4 | 0.4 | 0.6 | 0.6 | 0.8 | 0.8 | 0.8
LrgHotel_Banquet_OCC_SPEED | Occupancy |  | Sat | 2014-01-01 | 2014-12-31 | Hourly | 0.9 | 0.9 | 0.9 | 0.9 | 0.9 | 0.9 | 0.7 | 0.5 | 0.5 | 0.3 | 0.3 | 0.3 | 0.3 | 0.3 | 0.3 | 0.3 | 0.3 | 0.5 | 0.6 | 0.6 | 0.6 | 0.7 | 0.7 | 0.7
LrgHotel_Banquet_OCC_SPEED | Occupancy |  | Wkdy ¦ Default | 2014-01-01 | 2014-12-31 | Hourly | 0.9 | 0.9 | 0.9 | 0.9 | 0.9 | 0.9 | 0.7 | 0.4 | 0.4 | 0.2 | 0.2 | 0.2 | 0.2 | 0.2 | 0.2 | 0.3 | 0.5 | 0.5 | 0.5 | 0.7 | 0.7 | 0.8 | 0.9 | 0.9
LrgHotel_Banquet_LIGHT_2007_SPEED | Lighting |  | WntrDsn | 2014-01-01 | 2014-12-31 | Constant | Hr 1: 0
LrgHotel_Banquet_LIGHT_2007_SPEED | Lighting |  | SmrDsn | 2014-01-01 | 2014-12-31 | Constant | bar: Hr 1
LrgHotel_Banquet_LIGHT_2007_SPEED | Lighting |  | Sun | 2014-01-01 | 2014-12-31 | Hourly | 0.3 | 0.3 | 0.2 | 0.2 | 0.2 | 0.2 | 0.3 | 0.4 | 0.4 | 0.3 | 0.3 | 0.3 | 0.3 | 0.2 | 0.2 | 0.2 | 0.2 | 0.2 | 0.5 | 0.7 | 0.8 | 0.6 | 0.5 | 0.3
LrgHotel_Banquet_LIGHT_2007_SPEED | Lighting |  | Sat | 2014-01-01 | 2014-12-31 | Hourly | 0.2 | 0.2 | 0.1 | 0.1 | 0.1 | 0.1 | 0.3 | 0.3 | 0.4 | 0.4 | 0.3 | 0.25 | 0.25 | 0.25 | 0.25 | 0.25 | 0.25 | 0.25 | 0.6 | 0.7 | 0.7 | 0.7 | 0.6 | 0.3
LrgHotel_Banquet_LIGHT_2007_SPEED | Lighting |  | Wkdy ¦ Default | 2014-01-01 | 2014-12-31 | Hourly | 0.2 | 0.15 | 0.1 | 0.1 | 0.1 | 0.2 | 0.4 | 0.5 | 0.4 | 0.4 | 0.25 | 0.25 | 0.25 | 0.25 | 0.25 | 0.25 | 0.25 | 0.25 | 0.6 | 0.8 | 0.9 | 0.8 | 0.6 | 0.3
LrgHotel_Banquet_EQUIP_2007_SPEED | Equipment |  | WntrDsn | 2014-01-01 | 2014-12-31 | Constant | Hr 1: 0
LrgHotel_Banquet_EQUIP_2007_SPEED | Equipment |  | SmrDsn | 2014-01-01 | 2014-12-31 | Constant | bar: Hr 1
LrgHotel_Banquet_EQUIP_2007_SPEED | Equipment |  | Sun | 2014-01-01 | 2014-12-31 | Hourly | 0.1 | 0.1 | 0.1 | 0.1 | 0.1 | 0.1 | 0.25 | 0.3 | 0.3 | 0.3 | 0.3 | 0.3 | 0.3 | 0.3 | 0.3 | 0.3 | 0.3 | 0.3 | 0.3 | 0.3 | 0.3 | 0.3 | 0.3 | 0.3
LrgHotel_Banquet_EQUIP_2007_SPEED | Equipment |  | Sat | 2014-01-01 | 2014-12-31 | Hourly | 0.1 | 0.1 | 0.1 | 0.1 | 0.1 | 0.1 | 0.25 | 0.3 | 0.3 | 0.3 | 0.3 | 0.3 | 0.3 | 0.3 | 0.3 | 0.3 | 0.3 | 0.3 | 0.3 | 0.3 | 0.3 | 0.3 | 0.3 | 0.3
LrgHotel_Banquet_EQUIP_2007_SPEED | Equipment |  | Wkdy ¦ Default | 2014-01-01 | 2014-12-31 | Hourly | 0.1 | 0.1 | 0.1 | 0.1 | 0.1 | 0.1 | 0.25 | 0.3 | 0.3 | 0.3 | 0.3 | 0.3 | 0.3 | 0.3 | 0.3 | 0.3 | 0.3 | 0.3 | 0.3 | 0.3 | 0.3 | 0.3 | 0.3 | 0.3
LrgHotel_Banquet_LIGHT_2010_SPEED | Lighting |  | WntrDsn | 2014-01-01 | 2014-12-31 | Constant | Hr 1: 0
LrgHotel_Banquet_LIGHT_2010_SPEED | Lighting |  | SmrDsn | 2014-01-01 | 2014-12-31 | Constant | bar: Hr 1
LrgHotel_Banquet_LIGHT_2010_SPEED | Lighting |  | Sun | 2014-01-01 | 2014-12-31 | Hourly | 0.3 | 0.3 | 0.2 | 0.2 | 0.2 | 0.2 | 0.3 | 0.4 | 0.4 | 0.3 | 0.3 | 0.3 | 0.3 | 0.2 | 0.2 | 0.2 | 0.2 | 0.2 | 0.5 | 0.7 | 0.8 | 0.6 | 0.5 | 0.3
LrgHotel_Banquet_LIGHT_2010_SPEED | Lighting |  | Sat | 2014-01-01 | 2014-12-31 | Hourly | 0.2 | 0.2 | 0.1 | 0.1 | 0.1 | 0.1 | 0.3 | 0.3 | 0.4 | 0.4 | 0.3 | 0.25 | 0.25 | 0.25 | 0.25 | 0.25 | 0.25 | 0.25 | 0.6 | 0.7 | 0.7 | 0.7 | 0.6 | 0.3
LrgHotel_Banquet_LIGHT_2010_SPEED | Lighting |  | Wkdy ¦ Default | 2014-01-01 | 2014-12-31 | Hourly | 0.2 | 0.15 | 0.1 | 0.1 | 0.1 | 0.2 | 0.4 | 0.5 | 0.4 | 0.4 | 0.25 | 0.25 | 0.25 | 0.25 | 0.25 | 0.25 | 0.25 | 0.25 | 0.6 | 0.8 | 0.9 | 0.8 | 0.6 | 0.3
LrgHotel_Banquet_EQUIP_2010_SPEED | Equipment |  | WntrDsn | 2014-01-01 | 2014-12-31 | Constant | Hr 1: 0
LrgHotel_Banquet_EQUIP_2010_SPEED | Equipment |  | SmrDsn | 2014-01-01 | 2014-12-31 | Constant | bar: Hr 1
LrgHotel_Banquet_EQUIP_2010_SPEED | Equipment |  | Sun | 2014-01-01 | 2014-12-31 | Hourly | 0.1 | 0.1 | 0.1 | 0.1 | 0.1 | 0.1 | 0.25 | 0.3 | 0.3 | 0.3 | 0.3 | 0.3 | 0.3 | 0.3 | 0.3 | 0.3 | 0.3 | 0.3 | 0.3 | 0.3 | 0.3 | 0.3 | 0.3 | 0.3
LrgHotel_Banquet_EQUIP_2010_SPEED | Equipment |  | Sat | 2014-01-01 | 2014-12-31 | Hourly | 0.1 | 0.1 | 0.1 | 0.1 | 0.1 | 0.1 | 0.25 | 0.3 | 0.3 | 0.3 | 0.3 | 0.3 | 0.3 | 0.3 | 0.3 | 0.3 | 0.3 | 0.3 | 0.3 | 0.3 | 0.3 | 0.3 | 0.3 | 0.3
LrgHotel_Banquet_EQUIP_2010_SPEED | Equipment |  | Wkdy ¦ Default | 2014-01-01 | 2014-12-31 | Hourly | 0.1 | 0.1 | 0.1 | 0.1 | 0.1 | 0.1 | 0.25 | 0.3 | 0.3 | 0.3 | 0.3 | 0.3 | 0.3 | 0.3 | 0.3 | 0.3 | 0.3 | 0.3 | 0.3 | 0.3 | 0.3 | 0.3 | 0.3 | 0.3
LrgHotel_Banquet_LIGHT_2013_SPEED | Lighting |  | WntrDsn | 2014-01-01 | 2014-12-31 | Constant | Hr 1: 0
LrgHotel_Banquet_LIGHT_2013_SPEED | Lighting |  | SmrDsn | 2014-01-01 | 2014-12-31 | Constant | bar: Hr 1
LrgHotel_Banquet_LIGHT_2013_SPEED | Lighting |  | Sun | 2014-01-01 | 2014-12-31 | Hourly | 0.3 | 0.3 | 0.2 | 0.2 | 0.2 | 0.2 | 0.3 | 0.4 | 0.4 | 0.3 | 0.3 | 0.3 | 0.3 | 0.2 | 0.2 | 0.2 | 0.2 | 0.2 | 0.5 | 0.7 | 0.8 | 0.6 | 0.5 | 0.3
LrgHotel_Banquet_LIGHT_2013_SPEED | Lighting |  | Sat | 2014-01-01 | 2014-12-31 | Hourly | 0.2 | 0.2 | 0.1 | 0.1 | 0.1 | 0.1 | 0.3 | 0.3 | 0.4 | 0.4 | 0.3 | 0.25 | 0.25 | 0.25 | 0.25 | 0.25 | 0.25 | 0.25 | 0.6 | 0.7 | 0.7 | 0.7 | 0.6 | 0.3
LrgHotel_Banquet_LIGHT_2013_SPEED | Lighting |  | Wkdy ¦ Default | 2014-01-01 | 2014-12-31 | Hourly | 0.2 | 0.15 | 0.1 | 0.1 | 0.1 | 0.2 | 0.4 | 0.5 | 0.4 | 0.4 | 0.25 | 0.25 | 0.25 | 0.25 | 0.25 | 0.25 | 0.25 | 0.25 | 0.6 | 0.8 | 0.9 | 0.8 | 0.6 | 0.3
LrgHotel_Banquet_EQUIP_2013_SPEED | Equipment |  | WntrDsn | 2014-01-01 | 2014-12-31 | Constant | Hr 1: 0
LrgHotel_Banquet_EQUIP_2013_SPEED | Equipment |  | SmrDsn | 2014-01-01 | 2014-12-31 | Constant | bar: Hr 1
LrgHotel_Banquet_EQUIP_2013_SPEED | Equipment |  | Sun | 2014-01-01 | 2014-12-31 | Hourly | 0.1 | 0.1 | 0.1 | 0.1 | 0.1 | 0.1 | 0.25 | 0.3 | 0.3 | 0.3 | 0.3 | 0.3 | 0.3 | 0.3 | 0.3 | 0.3 | 0.3 | 0.3 | 0.3 | 0.3 | 0.3 | 0.3 | 0.3 | 0.3
LrgHotel_Banquet_EQUIP_2013_SPEED | Equipment |  | Sat | 2014-01-01 | 2014-12-31 | Hourly | 0.1 | 0.1 | 0.1 | 0.1 | 0.1 | 0.1 | 0.25 | 0.3 | 0.3 | 0.3 | 0.3 | 0.3 | 0.3 | 0.3 | 0.3 | 0.3 | 0.3 | 0.3 | 0.3 | 0.3 | 0.3 | 0.3 | 0.3 | 0.3
LrgHotel_Banquet_EQUIP_2013_SPEED | Equipment |  | Wkdy ¦ Default | 2014-01-01 | 2014-12-31 | Hourly | 0.1 | 0.1 | 0.1 | 0.1 | 0.1 | 0.1 | 0.25 | 0.3 | 0.3 | 0.3 | 0.3 | 0.3 | 0.3 | 0.3 | 0.3 | 0.3 | 0.3 | 0.3 | 0.3 | 0.3 | 0.3 | 0.3 | 0.3 | 0.3
LrgHotel_Banquet_INFIL_SPEED | Infiltration |  | WntrDsn | 2014-01-01 | 2014-12-31 | Constant | bar: Hr 1
LrgHotel_Banquet_INFIL_SPEED | Infiltration |  | SmrDsn | 2014-01-01 | 2014-12-31 | Constant | bar: Hr 1
LrgHotel_Banquet_INFIL_SPEED | Infiltration |  | Sun | 2014-01-01 | 2014-12-31 | Constant | Hr 1: 0.5
LrgHotel_Banquet_INFIL_SPEED | Infiltration |  | Sat | 2014-01-01 | 2014-12-31 | Constant | Hr 1: 0.5
LrgHotel_Banquet_INFIL_SPEED | Infiltration |  | Wkdy ¦ Default | 2014-01-01 | 2014-12-31 | Constant | Hr 1: 0.5
LrgHotel_Banquet_INFIL_2007_SPEED | Infiltration |  | WntrDsn | 2014-01-01 | 2014-12-31 | Constant | bar: Hr 1
LrgHotel_Banquet_INFIL_2007_SPEED | Infiltration |  | SmrDsn | 2014-01-01 | 2014-12-31 | Constant | bar: Hr 1
LrgHotel_Banquet_INFIL_2007_SPEED | Infiltration |  | Sun | 2014-01-01 | 2014-12-31 | Constant | bar: Hr 1
LrgHotel_Banquet_INFIL_2007_SPEED | Infiltration |  | Sat | 2014-01-01 | 2014-12-31 | Constant | bar: Hr 1
LrgHotel_Banquet_INFIL_2007_SPEED | Infiltration |  | Wkdy ¦ Default | 2014-01-01 | 2014-12-31 | Constant | bar: Hr 1
LrgHotel_Banquet_ACTIVITY_SPEED | Activity | W | WntrDsn | 2014-01-01 | 2014-12-31 | Constant | Hr 1: 120
LrgHotel_Banquet_ACTIVITY_SPEED | Activity | W | SmrDsn | 2014-01-01 | 2014-12-31 | Constant | Hr 1: 120
LrgHotel_Banquet_ACTIVITY_SPEED | Activity | W | Sun | 2014-01-01 | 2014-12-31 | Constant | Hr 1: 120
LrgHotel_Banquet_ACTIVITY_SPEED | Activity | W | Sat | 2014-01-01 | 2014-12-31 | Constant | Hr 1: 120
LrgHotel_Banquet_ACTIVITY_SPEED | Activity | W | Wkdy ¦ Default | 2014-01-01 | 2014-12-31 | Constant | Hr 1: 120
LrgHotel_Banquet_OA_SPEED | OA Air |  | WntrDsn | 2014-01-01 | 2014-12-31 | Constant | bar: Hr 1
LrgHotel_Banquet_OA_SPEED | OA Air |  | SmrDsn | 2014-01-01 | 2014-12-31 | Constant | bar: Hr 1
LrgHotel_Banquet_OA_SPEED | OA Air |  | Sun | 2014-01-01 | 2014-12-31 | Constant | bar: Hr 1
LrgHotel_Banquet_OA_SPEED | OA Air |  | Sat | 2014-01-01 | 2014-12-31 | Constant | bar: Hr 1
LrgHotel_Banquet_OA_SPEED | OA Air |  | Wkdy ¦ Default | 2014-01-01 | 2014-12-31 | Constant | bar: Hr 1
LrgHotel_Banquet_OA_LMTD_SPEED | OA Air |  | WntrDsn | 2014-01-01 | 2014-12-31 | Constant | bar: Hr 1
LrgHotel_Banquet_OA_LMTD_SPEED | OA Air |  | SmrDsn | 2014-01-01 | 2014-12-31 | Constant | bar: Hr 1
LrgHotel_Banquet_OA_LMTD_SPEED | OA Air |  | Sun | 2014-01-01 | 2014-12-31 | Hourly | 0 | 0 | 0 | 0 | 0 | 0 | 0 | 0 | 1 | 1 | 1 | 1 | 1 | 1 | 1 | 1 | 1 | 1 | 0 | 0 | 0 | 0 | 0 | 0
LrgHotel_Banquet_OA_LMTD_SPEED | OA Air |  | Sat | 2014-01-01 | 2014-12-31 | Hourly | 0 | 0 | 0 | 0 | 0 | 0 | 0 | 0 | 1 | 1 | 1 | 1 | 1 | 1 | 1 | 1 | 1 | 1 | 0 | 0 | 0 | 0 | 0 | 0
LrgHotel_Banquet_OA_LMTD_SPEED | OA Air |  | Wkdy ¦ Default | 2014-01-01 | 2014-12-31 | Hourly | 0 | 0 | 0 | 0 | 0 | 0 | 0 | 0 | 1 | 1 | 1 | 1 | 1 | 1 | 1 | 1 | 1 | 1 | 0 | 0 | 0 | 0 | 0 | 0
LrgHotel_Laundry_CLGSETP_LMTD_SPEED | Thermostat Setpoint | C | WntrDsn | 2014-01-01 | 2014-12-31 | Constant | Hr 1: 23.9
LrgHotel_Laundry_CLGSETP_LMTD_SPEED | Thermostat Setpoint | C | SmrDsn | 2014-01-01 | 2014-12-31 | Constant | Hr 1: 23.9
LrgHotel_Laundry_CLGSETP_LMTD_SPEED | Thermostat Setpoint | C | Sun | 2014-01-01 | 2014-12-31 | Hourly | 25.6 | 25.6 | 25.6 | 25.6 | 25.6 | 25.6 | 25.6 | 25.6 | 23.9 | 23.9 | 23.9 | 23.9 | 23.9 | 23.9 | 23.9 | 23.9 | 23.9 | 25.6 | 25.6 | 25.6 | 25.6 | 25.6 | 25.6 | 25.6
LrgHotel_Laundry_CLGSETP_LMTD_SPEED | Thermostat Setpoint | C | Sat | 2014-01-01 | 2014-12-31 | Hourly | 25.6 | 25.6 | 25.6 | 25.6 | 25.6 | 25.6 | 25.6 | 25.6 | 23.9 | 23.9 | 23.9 | 23.9 | 23.9 | 23.9 | 23.9 | 23.9 | 23.9 | 25.6 | 25.6 | 25.6 | 25.6 | 23.9 | 25.6 | 25.6
LrgHotel_Laundry_CLGSETP_LMTD_SPEED | Thermostat Setpoint | C | Wkdy ¦ Default | 2014-01-01 | 2014-12-31 | Hourly | 25.6 | 25.6 | 25.6 | 25.6 | 25.6 | 25.6 | 25.6 | 25.6 | 23.9 | 23.9 | 23.9 | 23.9 | 23.9 | 23.9 | 23.9 | 23.9 | 23.9 | 25.6 | 25.6 | 25.6 | 25.6 | 25.6 | 25.6 | 25.6
LrgHotel_Laundry_HTGSETP_LMTD_SPEED | Thermostat Setpoint | C | WntrDsn | 2014-01-01 | 2014-12-31 | Constant | Hr 1: 21.1
LrgHotel_Laundry_HTGSETP_LMTD_SPEED | Thermostat Setpoint | C | SmrDsn | 2014-01-01 | 2014-12-31 | Constant | Hr 1: 21.1
LrgHotel_Laundry_HTGSETP_LMTD_SPEED | Thermostat Setpoint | C | Sun | 2014-01-01 | 2014-12-31 | Hourly | 19.4 | 19.4 | 19.4 | 19.4 | 19.4 | 19.4 | 19.4 | 19.4 | 21.1 | 21.1 | 21.1 | 21.1 | 21.1 | 21.1 | 21.1 | 21.1 | 21.1 | 19.4 | 19.4 | 19.4 | 19.4 | 19.4 | 19.4 | 19.4
LrgHotel_Laundry_HTGSETP_LMTD_SPEED | Thermostat Setpoint | C | Sat | 2014-01-01 | 2014-12-31 | Hourly | 19.4 | 19.4 | 19.4 | 19.4 | 19.4 | 19.4 | 19.4 | 19.4 | 21.1 | 21.1 | 21.1 | 21.1 | 21.1 | 21.1 | 21.1 | 21.1 | 21.1 | 19.4 | 19.4 | 19.4 | 19.4 | 19.4 | 19.4 | 19.4
LrgHotel_Laundry_HTGSETP_LMTD_SPEED | Thermostat Setpoint | C | Wkdy ¦ Default | 2014-01-01 | 2014-12-31 | Hourly | 19.4 | 19.4 | 19.4 | 19.4 | 19.4 | 19.4 | 19.4 | 19.4 | 21.1 | 21.1 | 21.1 | 21.1 | 21.1 | 21.1 | 21.1 | 21.1 | 21.1 | 19.4 | 19.4 | 19.4 | 19.4 | 19.4 | 19.4 | 19.4
LrgHotel_Laundry_CLGSETP_SPEED | Thermostat Setpoint | C | WntrDsn | 2014-01-01 | 2014-12-31 | Constant | Hr 1: 23.9
LrgHotel_Laundry_CLGSETP_SPEED | Thermostat Setpoint | C | SmrDsn | 2014-01-01 | 2014-12-31 | Constant | Hr 1: 23.9
LrgHotel_Laundry_CLGSETP_SPEED | Thermostat Setpoint | C | Sun | 2014-01-01 | 2014-12-31 | Constant | Hr 1: 23.9
LrgHotel_Laundry_CLGSETP_SPEED | Thermostat Setpoint | C | Sat | 2014-01-01 | 2014-12-31 | Constant | Hr 1: 23.9
LrgHotel_Laundry_CLGSETP_SPEED | Thermostat Setpoint | C | Wkdy ¦ Default | 2014-01-01 | 2014-12-31 | Constant | Hr 1: 23.9
LrgHotel_Laundry_HTGSETP_SPEED | Thermostat Setpoint | C | WntrDsn | 2014-01-01 | 2014-12-31 | Constant | Hr 1: 21.1
LrgHotel_Laundry_HTGSETP_SPEED | Thermostat Setpoint | C | SmrDsn | 2014-01-01 | 2014-12-31 | Constant | Hr 1: 21.1
LrgHotel_Laundry_HTGSETP_SPEED | Thermostat Setpoint | C | Sun | 2014-01-01 | 2014-12-31 | Constant | Hr 1: 21.1
LrgHotel_Laundry_HTGSETP_SPEED | Thermostat Setpoint | C | Sat | 2014-01-01 | 2014-12-31 | Constant | Hr 1: 21.1
LrgHotel_Laundry_HTGSETP_SPEED | Thermostat Setpoint | C | Wkdy ¦ Default | 2014-01-01 | 2014-12-31 | Constant | Hr 1: 21.1
LrgHotel_Laundry_OCC_LMTD_SPEED | Occupancy |  | WntrDsn | 2014-01-01 | 2014-12-31 | Constant | Hr 1: 0
LrgHotel_Laundry_OCC_LMTD_SPEED | Occupancy |  | SmrDsn | 2014-01-01 | 2014-12-31 | Constant | bar: Hr 1
LrgHotel_Laundry_OCC_LMTD_SPEED | Occupancy |  | Sun | 2014-01-01 | 2014-12-31 | Hourly | 0 | 0 | 0 | 0 | 0 | 0 | 0 | 0 | 0.09 | 0.09 | 0.18 | 0.18 | 0 | 0.18 | 0.18 | 0.18 | 0.09 | 0 | 0 | 0 | 0 | 0 | 0 | 0
LrgHotel_Laundry_OCC_LMTD_SPEED | Occupancy |  | Sat | 2014-01-01 | 2014-12-31 | Hourly | 0 | 0 | 0 | 0 | 0 | 0 | 0 | 0 | 0.09 | 0.09 | 0.18 | 0.18 | 0 | 0.18 | 0.18 | 0.18 | 0.09 | 0 | 0 | 0 | 0 | 0 | 0 | 0
LrgHotel_Laundry_OCC_LMTD_SPEED | Occupancy |  | Wkdy ¦ Default | 2014-01-01 | 2014-12-31 | Hourly | 0 | 0 | 0 | 0 | 0 | 0 | 0 | 0 | 0.09 | 0.09 | 0.18 | 0.18 | 0 | 0.18 | 0.18 | 0.18 | 0.09 | 0 | 0 | 0 | 0 | 0 | 0 | 0
LrgHotel_Laundry_OCC_SPEED | Occupancy |  | WntrDsn | 2014-01-01 | 2014-12-31 | Constant | Hr 1: 0
LrgHotel_Laundry_OCC_SPEED | Occupancy |  | SmrDsn | 2014-01-01 | 2014-12-31 | Constant | bar: Hr 1
LrgHotel_Laundry_OCC_SPEED | Occupancy |  | Sun | 2014-01-01 | 2014-12-31 | Hourly | 0.7 | 0.7 | 0.7 | 0.7 | 0.7 | 0.7 | 0.7 | 0.7 | 0.5 | 0.5 | 0.5 | 0.3 | 0.3 | 0.2 | 0.2 | 0.2 | 0.3 | 0.4 | 0.4 | 0.6 | 0.6 | 0.8 | 0.8 | 0.8
LrgHotel_Laundry_OCC_SPEED | Occupancy |  | Sat | 2014-01-01 | 2014-12-31 | Hourly | 0.9 | 0.9 | 0.9 | 0.9 | 0.9 | 0.9 | 0.7 | 0.5 | 0.5 | 0.3 | 0.3 | 0.3 | 0.3 | 0.3 | 0.3 | 0.3 | 0.3 | 0.5 | 0.6 | 0.6 | 0.6 | 0.7 | 0.7 | 0.7
LrgHotel_Laundry_OCC_SPEED | Occupancy |  | Wkdy ¦ Default | 2014-01-01 | 2014-12-31 | Hourly | 0.9 | 0.9 | 0.9 | 0.9 | 0.9 | 0.9 | 0.7 | 0.4 | 0.4 | 0.2 | 0.2 | 0.2 | 0.2 | 0.2 | 0.2 | 0.3 | 0.5 | 0.5 | 0.5 | 0.7 | 0.7 | 0.8 | 0.9 | 0.9
LrgHotel_Laundry_LIGHT_2007_SPEED | Lighting |  | WntrDsn | 2014-01-01 | 2014-12-31 | Constant | Hr 1: 0
LrgHotel_Laundry_LIGHT_2007_SPEED | Lighting |  | SmrDsn | 2014-01-01 | 2014-12-31 | Constant | bar: Hr 1
LrgHotel_Laundry_LIGHT_2007_SPEED | Lighting |  | Sun | 2014-01-01 | 2014-12-31 | Hourly | 0.3 | 0.3 | 0.2 | 0.2 | 0.2 | 0.2 | 0.3 | 0.4 | 0.4 | 0.3 | 0.3 | 0.3 | 0.3 | 0.2 | 0.2 | 0.2 | 0.2 | 0.2 | 0.5 | 0.7 | 0.8 | 0.6 | 0.5 | 0.3
LrgHotel_Laundry_LIGHT_2007_SPEED | Lighting |  | Sat | 2014-01-01 | 2014-12-31 | Hourly | 0.2 | 0.2 | 0.1 | 0.1 | 0.1 | 0.1 | 0.3 | 0.3 | 0.4 | 0.4 | 0.3 | 0.25 | 0.25 | 0.25 | 0.25 | 0.25 | 0.25 | 0.25 | 0.6 | 0.7 | 0.7 | 0.7 | 0.6 | 0.3
LrgHotel_Laundry_LIGHT_2007_SPEED | Lighting |  | Wkdy ¦ Default | 2014-01-01 | 2014-12-31 | Hourly | 0.2 | 0.15 | 0.1 | 0.1 | 0.1 | 0.2 | 0.4 | 0.5 | 0.4 | 0.4 | 0.25 | 0.25 | 0.25 | 0.25 | 0.25 | 0.25 | 0.25 | 0.25 | 0.6 | 0.8 | 0.9 | 0.8 | 0.6 | 0.3
LrgHotel_Laundry_EQUIP_2007_SPEED | Equipment |  | WntrDsn | 2014-01-01 | 2014-12-31 | Constant | Hr 1: 0
LrgHotel_Laundry_EQUIP_2007_SPEED | Equipment |  | SmrDsn | 2014-01-01 | 2014-12-31 | Constant | bar: Hr 1
LrgHotel_Laundry_EQUIP_2007_SPEED | Equipment |  | Sun | 2014-01-01 | 2014-12-31 | Hourly | 0.4 | 0.4 | 0.3 | 0.3 | 0.3 | 0.3 | 0.4 | 0.5 | 0.5 | 0.4 | 0.4 | 0.4 | 0.4 | 0.3 | 0.3 | 0.3 | 0.3 | 0.3 | 0.6 | 0.8 | 0.9 | 0.7 | 0.6 | 0.4
LrgHotel_Laundry_EQUIP_2007_SPEED | Equipment |  | Sat | 2014-01-01 | 2014-12-31 | Hourly | 0.3 | 0.3 | 0.2 | 0.2 | 0.2 | 0.2 | 0.4 | 0.4 | 0.5 | 0.5 | 0.4 | 0.35 | 0.35 | 0.35 | 0.35 | 0.35 | 0.35 | 0.35 | 0.7 | 0.8 | 0.8 | 0.8 | 0.7 | 0.4
LrgHotel_Laundry_EQUIP_2007_SPEED | Equipment |  | Wkdy ¦ Default | 2014-01-01 | 2014-12-31 | Hourly | 0.3 | 0.25 | 0.2 | 0.2 | 0.2 | 0.3 | 0.5 | 0.6 | 0.5 | 0.5 | 0.35 | 0.35 | 0.35 | 0.35 | 0.35 | 0.35 | 0.35 | 0.35 | 0.7 | 0.9 | 0.95 | 0.9 | 0.7 | 0.4
LrgHotel_Laundry_LIGHT_2010_SPEED | Lighting |  | WntrDsn | 2014-01-01 | 2014-12-31 | Constant | Hr 1: 0
LrgHotel_Laundry_LIGHT_2010_SPEED | Lighting |  | SmrDsn | 2014-01-01 | 2014-12-31 | Constant | bar: Hr 1
LrgHotel_Laundry_LIGHT_2010_SPEED | Lighting |  | Sun | 2014-01-01 | 2014-12-31 | Hourly | 0.3 | 0.3 | 0.2 | 0.2 | 0.2 | 0.2 | 0.3 | 0.4 | 0.4 | 0.3 | 0.3 | 0.3 | 0.3 | 0.2 | 0.2 | 0.2 | 0.2 | 0.2 | 0.5 | 0.7 | 0.8 | 0.6 | 0.5 | 0.3
LrgHotel_Laundry_LIGHT_2010_SPEED | Lighting |  | Sat | 2014-01-01 | 2014-12-31 | Hourly | 0.2 | 0.2 | 0.1 | 0.1 | 0.1 | 0.1 | 0.3 | 0.3 | 0.4 | 0.4 | 0.3 | 0.25 | 0.25 | 0.25 | 0.25 | 0.25 | 0.25 | 0.25 | 0.6 | 0.7 | 0.7 | 0.7 | 0.6 | 0.3
LrgHotel_Laundry_LIGHT_2010_SPEED | Lighting |  | Wkdy ¦ Default | 2014-01-01 | 2014-12-31 | Hourly | 0.2 | 0.15 | 0.1 | 0.1 | 0.1 | 0.2 | 0.4 | 0.5 | 0.4 | 0.4 | 0.25 | 0.25 | 0.25 | 0.25 | 0.25 | 0.25 | 0.25 | 0.25 | 0.6 | 0.8 | 0.9 | 0.8 | 0.6 | 0.3
LrgHotel_Laundry_EQUIP_2010_SPEED | Equipment |  | WntrDsn | 2014-01-01 | 2014-12-31 | Constant | Hr 1: 0
LrgHotel_Laundry_EQUIP_2010_SPEED | Equipment |  | SmrDsn | 2014-01-01 | 2014-12-31 | Constant | bar: Hr 1
LrgHotel_Laundry_EQUIP_2010_SPEED | Equipment |  | Sun | 2014-01-01 | 2014-12-31 | Hourly | 0.4 | 0.4 | 0.3 | 0.3 | 0.3 | 0.3 | 0.4 | 0.5 | 0.5 | 0.4 | 0.4 | 0.4 | 0.4 | 0.3 | 0.3 | 0.3 | 0.3 | 0.3 | 0.6 | 0.8 | 0.9 | 0.7 | 0.6 | 0.4
LrgHotel_Laundry_EQUIP_2010_SPEED | Equipment |  | Sat | 2014-01-01 | 2014-12-31 | Hourly | 0.3 | 0.3 | 0.2 | 0.2 | 0.2 | 0.2 | 0.4 | 0.4 | 0.5 | 0.5 | 0.4 | 0.35 | 0.35 | 0.35 | 0.35 | 0.35 | 0.35 | 0.35 | 0.7 | 0.8 | 0.8 | 0.8 | 0.7 | 0.4
LrgHotel_Laundry_EQUIP_2010_SPEED | Equipment |  | Wkdy ¦ Default | 2014-01-01 | 2014-12-31 | Hourly | 0.3 | 0.25 | 0.2 | 0.2 | 0.2 | 0.3 | 0.5 | 0.6 | 0.5 | 0.5 | 0.35 | 0.35 | 0.35 | 0.35 | 0.35 | 0.35 | 0.35 | 0.35 | 0.7 | 0.9 | 0.95 | 0.9 | 0.7 | 0.4
LrgHotel_Laundry_LIGHT_2013_SPEED | Lighting |  | WntrDsn | 2014-01-01 | 2014-12-31 | Constant | Hr 1: 0
LrgHotel_Laundry_LIGHT_2013_SPEED | Lighting |  | SmrDsn | 2014-01-01 | 2014-12-31 | Constant | bar: Hr 1
LrgHotel_Laundry_LIGHT_2013_SPEED | Lighting |  | Sun | 2014-01-01 | 2014-12-31 | Hourly | 0.3 | 0.3 | 0.2 | 0.2 | 0.2 | 0.2 | 0.3 | 0.4 | 0.4 | 0.3 | 0.3 | 0.3 | 0.3 | 0.2 | 0.2 | 0.2 | 0.2 | 0.2 | 0.5 | 0.7 | 0.8 | 0.6 | 0.5 | 0.3
LrgHotel_Laundry_LIGHT_2013_SPEED | Lighting |  | Sat | 2014-01-01 | 2014-12-31 | Hourly | 0.2 | 0.2 | 0.1 | 0.1 | 0.1 | 0.1 | 0.3 | 0.3 | 0.4 | 0.4 | 0.3 | 0.25 | 0.25 | 0.25 | 0.25 | 0.25 | 0.25 | 0.25 | 0.6 | 0.7 | 0.7 | 0.7 | 0.6 | 0.3
LrgHotel_Laundry_LIGHT_2013_SPEED | Lighting |  | Wkdy ¦ Default | 2014-01-01 | 2014-12-31 | Hourly | 0.2 | 0.15 | 0.1 | 0.1 | 0.1 | 0.2 | 0.4 | 0.5 | 0.4 | 0.4 | 0.25 | 0.25 | 0.25 | 0.25 | 0.25 | 0.25 | 0.25 | 0.25 | 0.6 | 0.8 | 0.9 | 0.8 | 0.6 | 0.3
LrgHotel_Laundry_EQUIP_2013_SPEED | Equipment |  | WntrDsn | 2014-01-01 | 2014-12-31 | Constant | Hr 1: 0
LrgHotel_Laundry_EQUIP_2013_SPEED | Equipment |  | SmrDsn | 2014-01-01 | 2014-12-31 | Constant | bar: Hr 1
LrgHotel_Laundry_EQUIP_2013_SPEED | Equipment |  | Sun | 2014-01-01 | 2014-12-31 | Hourly | 0.4 | 0.4 | 0.3 | 0.3 | 0.3 | 0.3 | 0.4 | 0.5 | 0.5 | 0.4 | 0.4 | 0.4 | 0.4 | 0.3 | 0.3 | 0.3 | 0.3 | 0.3 | 0.6 | 0.8 | 0.9 | 0.7 | 0.6 | 0.4
LrgHotel_Laundry_EQUIP_2013_SPEED | Equipment |  | Sat | 2014-01-01 | 2014-12-31 | Hourly | 0.3 | 0.3 | 0.2 | 0.2 | 0.2 | 0.2 | 0.4 | 0.4 | 0.5 | 0.5 | 0.4 | 0.35 | 0.35 | 0.35 | 0.35 | 0.35 | 0.35 | 0.35 | 0.7 | 0.8 | 0.8 | 0.8 | 0.7 | 0.4
LrgHotel_Laundry_EQUIP_2013_SPEED | Equipment |  | Wkdy ¦ Default | 2014-01-01 | 2014-12-31 | Hourly | 0.3 | 0.25 | 0.2 | 0.2 | 0.2 | 0.3 | 0.5 | 0.6 | 0.5 | 0.5 | 0.35 | 0.35 | 0.35 | 0.35 | 0.35 | 0.35 | 0.35 | 0.35 | 0.7 | 0.9 | 0.95 | 0.9 | 0.7 | 0.4
LrgHotel_Laundry_INFIL_SPEED | Infiltration |  | WntrDsn | 2014-01-01 | 2014-12-31 | Constant | bar: Hr 1
LrgHotel_Laundry_INFIL_SPEED | Infiltration |  | SmrDsn | 2014-01-01 | 2014-12-31 | Constant | bar: Hr 1
LrgHotel_Laundry_INFIL_SPEED | Infiltration |  | Sun | 2014-01-01 | 2014-12-31 | Constant | Hr 1: 0.5
LrgHotel_Laundry_INFIL_SPEED | Infiltration |  | Sat | 2014-01-01 | 2014-12-31 | Constant | Hr 1: 0.5
LrgHotel_Laundry_INFIL_SPEED | Infiltration |  | Wkdy ¦ Default | 2014-01-01 | 2014-12-31 | Constant | Hr 1: 0.5
LrgHotel_Laundry_INFIL_2007_SPEED | Infiltration |  | WntrDsn | 2014-01-01 | 2014-12-31 | Constant | bar: Hr 1
LrgHotel_Laundry_INFIL_2007_SPEED | Infiltration |  | SmrDsn | 2014-01-01 | 2014-12-31 | Constant | bar: Hr 1
LrgHotel_Laundry_INFIL_2007_SPEED | Infiltration |  | Sun | 2014-01-01 | 2014-12-31 | Constant | bar: Hr 1
LrgHotel_Laundry_INFIL_2007_SPEED | Infiltration |  | Sat | 2014-01-01 | 2014-12-31 | Constant | bar: Hr 1
LrgHotel_Laundry_INFIL_2007_SPEED | Infiltration |  | Wkdy ¦ Default | 2014-01-01 | 2014-12-31 | Constant | bar: Hr 1
LrgHotel_Laundry_ACTIVITY_SPEED | Activity | W | WntrDsn | 2014-01-01 | 2014-12-31 | Constant | Hr 1: 120
LrgHotel_Laundry_ACTIVITY_SPEED | Activity | W | SmrDsn | 2014-01-01 | 2014-12-31 | Constant | Hr 1: 120
LrgHotel_Laundry_ACTIVITY_SPEED | Activity | W | Sun | 2014-01-01 | 2014-12-31 | Constant | Hr 1: 120
LrgHotel_Laundry_ACTIVITY_SPEED | Activity | W | Sat | 2014-01-01 | 2014-12-31 | Constant | Hr 1: 120
LrgHotel_Laundry_ACTIVITY_SPEED | Activity | W | Wkdy ¦ Default | 2014-01-01 | 2014-12-31 | Constant | Hr 1: 120
LrgHotel_Laundry_OA_SPEED | OA Air |  | WntrDsn | 2014-01-01 | 2014-12-31 | Constant | bar: Hr 1
LrgHotel_Laundry_OA_SPEED | OA Air |  | SmrDsn | 2014-01-01 | 2014-12-31 | Constant | bar: Hr 1
LrgHotel_Laundry_OA_SPEED | OA Air |  | Sun | 2014-01-01 | 2014-12-31 | Constant | bar: Hr 1
LrgHotel_Laundry_OA_SPEED | OA Air |  | Sat | 2014-01-01 | 2014-12-31 | Constant | bar: Hr 1
LrgHotel_Laundry_OA_SPEED | OA Air |  | Wkdy ¦ Default | 2014-01-01 | 2014-12-31 | Constant | bar: Hr 1
LrgHotel_Laundry_OA_LMTD_SPEED | OA Air |  | WntrDsn | 2014-01-01 | 2014-12-31 | Constant | bar: Hr 1
LrgHotel_Laundry_OA_LMTD_SPEED | OA Air |  | SmrDsn | 2014-01-01 | 2014-12-31 | Constant | bar: Hr 1
LrgHotel_Laundry_OA_LMTD_SPEED | OA Air |  | Sun | 2014-01-01 | 2014-12-31 | Hourly | 0 | 0 | 0 | 0 | 0 | 0 | 0 | 0 | 1 | 1 | 1 | 1 | 1 | 1 | 1 | 1 | 1 | 0 | 0 | 0 | 0 | 0 | 0 | 0
LrgHotel_Laundry_OA_LMTD_SPEED | OA Air |  | Sat | 2014-01-01 | 2014-12-31 | Hourly | 0 | 0 | 0 | 0 | 0 | 0 | 0 | 0 | 1 | 1 | 1 | 1 | 1 | 1 | 1 | 1 | 1 | 0 | 0 | 0 | 0 | 0 | 0 | 0
LrgHotel_Laundry_OA_LMTD_SPEED | OA Air |  | Wkdy ¦ Default | 2014-01-01 | 2014-12-31 | Hourly | 0 | 0 | 0 | 0 | 0 | 0 | 0 | 0 | 1 | 1 | 1 | 1 | 1 | 1 | 1 | 1 | 1 | 0 | 0 | 0 | 0 | 0 | 0 | 0
LrgHotel_GuestRoom_CLGSETP_SPEED | Thermostat Setpoint | C | WntrDsn | 2014-01-01 | 2014-12-31 | Constant | Hr 1: 23.9
LrgHotel_GuestRoom_CLGSETP_SPEED | Thermostat Setpoint | C | SmrDsn | 2014-01-01 | 2014-12-31 | Constant | Hr 1: 23.9
LrgHotel_GuestRoom_CLGSETP_SPEED | Thermostat Setpoint | C | Sun | 2014-01-01 | 2014-12-31 | Constant | Hr 1: 23.9
LrgHotel_GuestRoom_CLGSETP_SPEED | Thermostat Setpoint | C | Sat | 2014-01-01 | 2014-12-31 | Constant | Hr 1: 23.9
LrgHotel_GuestRoom_CLGSETP_SPEED | Thermostat Setpoint | C | Wkdy ¦ Default | 2014-01-01 | 2014-12-31 | Constant | Hr 1: 23.9
LrgHotel_GuestRoom_HTGSETP_SPEED | Thermostat Setpoint | C | WntrDsn | 2014-01-01 | 2014-12-31 | Constant | Hr 1: 21.1
LrgHotel_GuestRoom_HTGSETP_SPEED | Thermostat Setpoint | C | SmrDsn | 2014-01-01 | 2014-12-31 | Constant | Hr 1: 21.1
LrgHotel_GuestRoom_HTGSETP_SPEED | Thermostat Setpoint | C | Sun | 2014-01-01 | 2014-12-31 | Constant | Hr 1: 21.1
LrgHotel_GuestRoom_HTGSETP_SPEED | Thermostat Setpoint | C | Sat | 2014-01-01 | 2014-12-31 | Constant | Hr 1: 21.1
LrgHotel_GuestRoom_HTGSETP_SPEED | Thermostat Setpoint | C | Wkdy ¦ Default | 2014-01-01 | 2014-12-31 | Constant | Hr 1: 21.1
LrgHotel_GuestRoom_OCC_SPEED | Occupancy |  | WntrDsn | 2014-01-01 | 2014-12-31 | Constant | Hr 1: 0
LrgHotel_GuestRoom_OCC_SPEED | Occupancy |  | SmrDsn | 2014-01-01 | 2014-12-31 | Constant | bar: Hr 1
LrgHotel_GuestRoom_OCC_SPEED | Occupancy |  | Sun | 2014-01-01 | 2014-12-31 | Hourly | 0.65 | 0.65 | 0.65 | 0.65 | 0.65 | 0.65 | 0.5 | 0.34 | 0.34 | 0.2 | 0.2 | 0.2 | 0.2 | 0.2 | 0.2 | 0.2 | 0.2 | 0.34 | 0.35 | 0.65 | 0.65 | 0.5 | 0.5 | 0.5
LrgHotel_GuestRoom_OCC_SPEED | Occupancy |  | Sat | 2014-01-01 | 2014-12-31 | Hourly | 0.65 | 0.65 | 0.65 | 0.65 | 0.65 | 0.65 | 0.5 | 0.34 | 0.34 | 0.2 | 0.2 | 0.2 | 0.2 | 0.2 | 0.2 | 0.2 | 0.2 | 0.34 | 0.35 | 0.65 | 0.65 | 0.5 | 0.5 | 0.5
LrgHotel_GuestRoom_OCC_SPEED | Occupancy |  | Wkdy ¦ Default | 2014-01-01 | 2014-12-31 | Hourly | 0.65 | 0.65 | 0.65 | 0.65 | 0.65 | 0.65 | 0.5 | 0.28 | 0.28 | 0.13 | 0.13 | 0.13 | 0.13 | 0.13 | 0.13 | 0.2 | 0.35 | 0.35 | 0.35 | 0.5 | 0.5 | 0.58 | 0.65 | 0.65
LrgHotel_GuestRoom_LIGHT_2007_SPEED | Lighting |  | WntrDsn | 2014-01-01 | 2014-12-31 | Constant | Hr 1: 0
LrgHotel_GuestRoom_LIGHT_2007_SPEED | Lighting |  | SmrDsn | 2014-01-01 | 2014-12-31 | Constant | bar: Hr 1
LrgHotel_GuestRoom_LIGHT_2007_SPEED | Lighting |  | Sun | 2014-01-01 | 2014-12-31 | Hourly | 0.26 | 0.26 | 0.11 | 0.11 | 0.11 | 0.11 | 0.41 | 0.41 | 0.56 | 0.56 | 0.41 | 0.33 | 0.33 | 0.33 | 0.33 | 0.33 | 0.33 | 0.33 | 0.85 | 1 | 1 | 1 | 0.85 | 0.41
LrgHotel_GuestRoom_LIGHT_2007_SPEED | Lighting |  | Sat | 2014-01-01 | 2014-12-31 | Hourly | 0.26 | 0.26 | 0.11 | 0.11 | 0.11 | 0.11 | 0.41 | 0.41 | 0.56 | 0.56 | 0.41 | 0.33 | 0.33 | 0.33 | 0.33 | 0.33 | 0.33 | 0.33 | 0.85 | 1 | 1 | 1 | 0.85 | 0.41
LrgHotel_GuestRoom_LIGHT_2007_SPEED | Lighting |  | Wkdy ¦ Default | 2014-01-01 | 2014-12-31 | Hourly | 0.22 | 0.17 | 0.11 | 0.11 | 0.11 | 0.22 | 0.44 | 0.56 | 0.44 | 0.44 | 0.28 | 0.28 | 0.28 | 0.28 | 0.28 | 0.28 | 0.28 | 0.28 | 0.67 | 0.89 | 1 | 0.89 | 0.67 | 0.33
LrgHotel_GuestRoom_EQUIP_2007_SPEED | Equipment |  | WntrDsn | 2014-01-01 | 2014-12-31 | Constant | Hr 1: 0
LrgHotel_GuestRoom_EQUIP_2007_SPEED | Equipment |  | SmrDsn | 2014-01-01 | 2014-12-31 | Constant | bar: Hr 1
LrgHotel_GuestRoom_EQUIP_2007_SPEED | Equipment |  | Sun | 2014-01-01 | 2014-12-31 | Hourly | 0.2 | 0.2 | 0.2 | 0.2 | 0.2 | 0.2 | 0.3 | 0.62 | 0.9 | 0.62 | 0.29 | 0.29 | 0.29 | 0.29 | 0.29 | 0.29 | 0.29 | 0.43 | 0.51 | 0.49 | 0.66 | 0.7 | 0.35 | 0.2
LrgHotel_GuestRoom_EQUIP_2007_SPEED | Equipment |  | Sat | 2014-01-01 | 2014-12-31 | Hourly | 0.2 | 0.2 | 0.2 | 0.2 | 0.2 | 0.2 | 0.3 | 0.62 | 0.9 | 0.62 | 0.29 | 0.29 | 0.29 | 0.29 | 0.29 | 0.29 | 0.29 | 0.43 | 0.51 | 0.49 | 0.66 | 0.7 | 0.35 | 0.2
LrgHotel_GuestRoom_EQUIP_2007_SPEED | Equipment |  | Wkdy ¦ Default | 2014-01-01 | 2014-12-31 | Hourly | 0.2 | 0.2 | 0.2 | 0.2 | 0.2 | 0.2 | 0.62 | 0.9 | 0.43 | 0.43 | 0.26 | 0.26 | 0.26 | 0.26 | 0.26 | 0.26 | 0.26 | 0.51 | 0.51 | 0.49 | 0.66 | 0.7 | 0.35 | 0.2
LrgHotel_GuestRoom_LIGHT_2010_SPEED | Lighting |  | WntrDsn | 2014-01-01 | 2014-12-31 | Constant | Hr 1: 0
LrgHotel_GuestRoom_LIGHT_2010_SPEED | Lighting |  | SmrDsn | 2014-01-01 | 2014-12-31 | Constant | bar: Hr 1
LrgHotel_GuestRoom_LIGHT_2010_SPEED | Lighting |  | Sun | 2014-01-01 | 2014-12-31 | Hourly | 0.2197 | 0.2197 | 0.0945 | 0.0945 | 0.0945 | 0.0945 | 0.3852 | 0.3852 | 0.5259 | 0.44427 | 0.30216 | 0.2432 | 0.2432 | 0.2432 | 0.2432 | 0.2432 | 0.2432 | 0.25327 | 0.7973 | 0.938 | 0.938 | 0.938 | 0.7973 | 0.3852
LrgHotel_GuestRoom_LIGHT_2010_SPEED | Lighting |  | Sat | 2014-01-01 | 2014-12-31 | Hourly | 0.2197 | 0.2197 | 0.0945 | 0.0945 | 0.0945 | 0.0945 | 0.3852 | 0.3852 | 0.5259 | 0.44427 | 0.30216 | 0.2432 | 0.2432 | 0.2432 | 0.2432 | 0.2432 | 0.2432 | 0.25327 | 0.7973 | 0.938 | 0.938 | 0.938 | 0.7973 | 0.3852
LrgHotel_GuestRoom_LIGHT_2010_SPEED | Lighting |  | Wkdy ¦ Default | 2014-01-01 | 2014-12-31 | Hourly | 0.1859 | 0.1452 | 0.0945 | 0.0945 | 0.0945 | 0.1859 | 0.4121 | 0.5259 | 0.4121 | 0.4121 | 0.2087 | 0.2087 | 0.2087 | 0.2087 | 0.2087 | 0.2087 | 0.21304 | 0.2149 | 0.6297 | 0.8342 | 0.938 | 0.8342 | 0.6297 | 0.3083
LrgHotel_GuestRoom_EQUIP_2010_SPEED | Equipment |  | WntrDsn | 2014-01-01 | 2014-12-31 | Constant | Hr 1: 0
LrgHotel_GuestRoom_EQUIP_2010_SPEED | Equipment |  | SmrDsn | 2014-01-01 | 2014-12-31 | Constant | bar: Hr 1
LrgHotel_GuestRoom_EQUIP_2010_SPEED | Equipment |  | Sun | 2014-01-01 | 2014-12-31 | Hourly | 0.2 | 0.2 | 0.2 | 0.2 | 0.2 | 0.2 | 0.3 | 0.62 | 0.9 | 0.62 | 0.29 | 0.29 | 0.29 | 0.29 | 0.29 | 0.29 | 0.29 | 0.43 | 0.51 | 0.49 | 0.66 | 0.7 | 0.35 | 0.2
LrgHotel_GuestRoom_EQUIP_2010_SPEED | Equipment |  | Sat | 2014-01-01 | 2014-12-31 | Hourly | 0.2 | 0.2 | 0.2 | 0.2 | 0.2 | 0.2 | 0.3 | 0.62 | 0.9 | 0.62 | 0.29 | 0.29 | 0.29 | 0.29 | 0.29 | 0.29 | 0.29 | 0.43 | 0.51 | 0.49 | 0.66 | 0.7 | 0.35 | 0.2
LrgHotel_GuestRoom_EQUIP_2010_SPEED | Equipment |  | Wkdy ¦ Default | 2014-01-01 | 2014-12-31 | Hourly | 0.2 | 0.2 | 0.2 | 0.2 | 0.2 | 0.2 | 0.62 | 0.9 | 0.43 | 0.43 | 0.26 | 0.26 | 0.26 | 0.26 | 0.26 | 0.26 | 0.26 | 0.51 | 0.51 | 0.49 | 0.66 | 0.7 | 0.35 | 0.2
LrgHotel_GuestRoom_LIGHT_2013_SPEED | Lighting |  | WntrDsn | 2014-01-01 | 2014-12-31 | Constant | Hr 1: 0
LrgHotel_GuestRoom_LIGHT_2013_SPEED | Lighting |  | SmrDsn | 2014-01-01 | 2014-12-31 | Constant | bar: Hr 1
LrgHotel_GuestRoom_LIGHT_2013_SPEED | Lighting |  | Sun | 2014-01-01 | 2014-12-31 | Hourly | 0.13 | 0.13 | 0.06 | 0.06 | 0.06 | 0.06 | 0.33 | 0.33 | 0.45 | 0.18667 | 0.062121 | 0.05 | 0.05 | 0.05 | 0.05 | 0.05 | 0.05 | 0.0825 | 0.68 | 0.8 | 0.8 | 0.8 | 0.68 | 0.33
LrgHotel_GuestRoom_LIGHT_2013_SPEED | Lighting |  | Sat | 2014-01-01 | 2014-12-31 | Hourly | 0.13 | 0.13 | 0.06 | 0.06 | 0.06 | 0.06 | 0.33 | 0.33 | 0.45 | 0.18667 | 0.062121 | 0.05 | 0.05 | 0.05 | 0.05 | 0.05 | 0.05 | 0.0825 | 0.68 | 0.8 | 0.8 | 0.8 | 0.68 | 0.33
LrgHotel_GuestRoom_LIGHT_2013_SPEED | Lighting |  | Wkdy ¦ Default | 2014-01-01 | 2014-12-31 | Hourly | 0.11 | 0.09 | 0.06 | 0.06 | 0.06 | 0.11 | 0.35 | 0.45 | 0.35 | 0.35 | 0.05 | 0.05 | 0.05 | 0.05 | 0.05 | 0.05 | 0.064 | 0.07 | 0.54 | 0.71 | 0.8 | 0.71 | 0.54 | 0.26
LrgHotel_GuestRoom_EQUIP_2013_SPEED | Equipment |  | WntrDsn | 2014-01-01 | 2014-12-31 | Constant | Hr 1: 0
LrgHotel_GuestRoom_EQUIP_2013_SPEED | Equipment |  | SmrDsn | 2014-01-01 | 2014-12-31 | Constant | bar: Hr 1
LrgHotel_GuestRoom_EQUIP_2013_SPEED | Equipment |  | Sun | 2014-01-01 | 2014-12-31 | Hourly | 0.17 | 0.17 | 0.17 | 0.17 | 0.17 | 0.17 | 0.3 | 0.62 | 0.9 | 0.62 | 0.13 | 0.13 | 0.13 | 0.13 | 0.13 | 0.13 | 0.21 | 0.4 | 0.48 | 0.46 | 0.62 | 0.69 | 0.34 | 0.17
LrgHotel_GuestRoom_EQUIP_2013_SPEED | Equipment |  | Sat | 2014-01-01 | 2014-12-31 | Hourly | 0.17 | 0.17 | 0.17 | 0.17 | 0.17 | 0.17 | 0.3 | 0.62 | 0.9 | 0.62 | 0.13 | 0.13 | 0.13 | 0.13 | 0.13 | 0.13 | 0.21 | 0.4 | 0.48 | 0.46 | 0.62 | 0.69 | 0.34 | 0.17
LrgHotel_GuestRoom_EQUIP_2013_SPEED | Equipment |  | Wkdy ¦ Default | 2014-01-01 | 2014-12-31 | Hourly | 0.17 | 0.17 | 0.17 | 0.17 | 0.17 | 0.17 | 0.62 | 0.9 | 0.43 | 0.43 | 0.12 | 0.12 | 0.12 | 0.12 | 0.12 | 0.12 | 0.19 | 0.48 | 0.48 | 0.46 | 0.62 | 0.69 | 0.34 | 0.17
LrgHotel_GuestRoom_INFIL_SPEED | Infiltration |  | WntrDsn | 2014-01-01 | 2014-12-31 | Constant | bar: Hr 1
LrgHotel_GuestRoom_INFIL_SPEED | Infiltration |  | SmrDsn | 2014-01-01 | 2014-12-31 | Constant | bar: Hr 1
LrgHotel_GuestRoom_INFIL_SPEED | Infiltration |  | Sun | 2014-01-01 | 2014-12-31 | Constant | Hr 1: 0.5
LrgHotel_GuestRoom_INFIL_SPEED | Infiltration |  | Sat | 2014-01-01 | 2014-12-31 | Constant | Hr 1: 0.5
LrgHotel_GuestRoom_INFIL_SPEED | Infiltration |  | Wkdy ¦ Default | 2014-01-01 | 2014-12-31 | Constant | Hr 1: 0.5
LrgHotel_GuestRoom_INFIL_2007_SPEED | Infiltration |  | WntrDsn | 2014-01-01 | 2014-12-31 | Constant | bar: Hr 1
LrgHotel_GuestRoom_INFIL_2007_SPEED | Infiltration |  | SmrDsn | 2014-01-01 | 2014-12-31 | Constant | bar: Hr 1
LrgHotel_GuestRoom_INFIL_2007_SPEED | Infiltration |  | Sun | 2014-01-01 | 2014-12-31 | Constant | bar: Hr 1
LrgHotel_GuestRoom_INFIL_2007_SPEED | Infiltration |  | Sat | 2014-01-01 | 2014-12-31 | Constant | bar: Hr 1
LrgHotel_GuestRoom_INFIL_2007_SPEED | Infiltration |  | Wkdy ¦ Default | 2014-01-01 | 2014-12-31 | Constant | bar: Hr 1
LrgHotel_GuestRoom_ACTIVITY_SPEED | Activity | W | WntrDsn | 2014-01-01 | 2014-12-31 | Constant | Hr 1: 120
LrgHotel_GuestRoom_ACTIVITY_SPEED | Activity | W | SmrDsn | 2014-01-01 | 2014-12-31 | Constant | Hr 1: 120
LrgHotel_GuestRoom_ACTIVITY_SPEED | Activity | W | Sun | 2014-01-01 | 2014-12-31 | Constant | Hr 1: 120
LrgHotel_GuestRoom_ACTIVITY_SPEED | Activity | W | Sat | 2014-01-01 | 2014-12-31 | Constant | Hr 1: 120
LrgHotel_GuestRoom_ACTIVITY_SPEED | Activity | W | Wkdy ¦ Default | 2014-01-01 | 2014-12-31 | Constant | Hr 1: 120
LrgHotel_GuestRoom_OA_SPEED | OA Air |  | WntrDsn | 2014-01-01 | 2014-12-31 | Constant | bar: Hr 1
LrgHotel_GuestRoom_OA_SPEED | OA Air |  | SmrDsn | 2014-01-01 | 2014-12-31 | Constant | bar: Hr 1
LrgHotel_GuestRoom_OA_SPEED | OA Air |  | Sun | 2014-01-01 | 2014-12-31 | Constant | bar: Hr 1
LrgHotel_GuestRoom_OA_SPEED | OA Air |  | Sat | 2014-01-01 | 2014-12-31 | Constant | bar: Hr 1
LrgHotel_GuestRoom_OA_SPEED | OA Air |  | Wkdy ¦ Default | 2014-01-01 | 2014-12-31 | Constant | bar: Hr 1
SmallHotel_GuestLounge_CLGSETP_SPEED | Thermostat Setpoint | C | WntrDsn | 2014-01-01 | 2014-12-31 | Constant | Hr 1: 23.9
SmallHotel_GuestLounge_CLGSETP_SPEED | Thermostat Setpoint | C | SmrDsn | 2014-01-01 | 2014-12-31 | Constant | Hr 1: 23.9
SmallHotel_GuestLounge_CLGSETP_SPEED | Thermostat Setpoint | C | Sun | 2014-01-01 | 2014-12-31 | Constant | Hr 1: 23.9
SmallHotel_GuestLounge_CLGSETP_SPEED | Thermostat Setpoint | C | Sat | 2014-01-01 | 2014-12-31 | Constant | Hr 1: 23.9
SmallHotel_GuestLounge_CLGSETP_SPEED | Thermostat Setpoint | C | Wkdy ¦ Default | 2014-01-01 | 2014-12-31 | Constant | Hr 1: 23.9
SmallHotel_GuestLounge_HTGSETP_SPEED | Thermostat Setpoint | C | WntrDsn | 2014-01-01 | 2014-12-31 | Constant | Hr 1: 21.1
SmallHotel_GuestLounge_HTGSETP_SPEED | Thermostat Setpoint | C | SmrDsn | 2014-01-01 | 2014-12-31 | Constant | Hr 1: 21.1
SmallHotel_GuestLounge_HTGSETP_SPEED | Thermostat Setpoint | C | Sun | 2014-01-01 | 2014-12-31 | Constant | Hr 1: 21.1
SmallHotel_GuestLounge_HTGSETP_SPEED | Thermostat Setpoint | C | Sat | 2014-01-01 | 2014-12-31 | Constant | Hr 1: 21.1
SmallHotel_GuestLounge_HTGSETP_SPEED | Thermostat Setpoint | C | Wkdy ¦ Default | 2014-01-01 | 2014-12-31 | Constant | Hr 1: 21.1
SmallHotel_GuestLounge_OCC_SPEED | Occupancy |  | WntrDsn | 2014-01-01 | 2014-12-31 | Constant | Hr 1: 0
SmallHotel_GuestLounge_OCC_SPEED | Occupancy |  | SmrDsn | 2014-01-01 | 2014-12-31 | Constant | bar: Hr 1
SmallHotel_GuestLounge_OCC_SPEED | Occupancy |  | Sun | 2014-01-01 | 2014-12-31 | Hourly | 0.1 | 0.1 | 0.1 | 0.1 | 0.1 | 0.1 | 0.3 | 0.7 | 0.7 | 0.7 | 0.2 | 0.2 | 0.2 | 0.2 | 0.2 | 0.2 | 0.2 | 0.2 | 0.2 | 0.2 | 0.2 | 0.2 | 0.1 | 0.1
SmallHotel_GuestLounge_OCC_SPEED | Occupancy |  | Sat | 2014-01-01 | 2014-12-31 | Hourly | 0.1 | 0.1 | 0.1 | 0.1 | 0.1 | 0.1 | 0.3 | 0.7 | 0.7 | 0.7 | 0.2 | 0.2 | 0.2 | 0.2 | 0.2 | 0.2 | 0.2 | 0.2 | 0.2 | 0.2 | 0.2 | 0.2 | 0.1 | 0.1
SmallHotel_GuestLounge_OCC_SPEED | Occupancy |  | Wkdy ¦ Default | 2014-01-01 | 2014-12-31 | Hourly | 0.1 | 0.1 | 0.1 | 0.1 | 0.1 | 0.3 | 0.7 | 0.7 | 0.7 | 0.7 | 0.2 | 0.2 | 0.2 | 0.2 | 0.2 | 0.2 | 0.4 | 0.4 | 0.2 | 0.2 | 0.2 | 0.2 | 0.1 | 0.1
SmallHotel_GuestLounge_LIGHT_2007_SPEED | Lighting |  | WntrDsn | 2014-01-01 | 2014-12-31 | Constant | Hr 1: 0
SmallHotel_GuestLounge_LIGHT_2007_SPEED | Lighting |  | SmrDsn | 2014-01-01 | 2014-12-31 | Constant | bar: Hr 1
SmallHotel_GuestLounge_LIGHT_2007_SPEED | Lighting |  | Sun | 2014-01-01 | 2014-12-31 | Hourly | 0 | 0 | 0 | 0 | 0 | 0.2 | 0.3 | 0.5 | 1 | 1 | 1 | 1 | 1 | 1 | 1 | 1 | 1 | 1 | 0.5 | 0.3 | 0.2 | 0.05 | 0 | 0
SmallHotel_GuestLounge_LIGHT_2007_SPEED | Lighting |  | Sat | 2014-01-01 | 2014-12-31 | Hourly | 0 | 0 | 0 | 0 | 0 | 0.2 | 0.3 | 0.5 | 1 | 1 | 1 | 1 | 1 | 1 | 1 | 1 | 1 | 1 | 0.5 | 0.3 | 0.2 | 0.05 | 0 | 0
SmallHotel_GuestLounge_LIGHT_2007_SPEED | Lighting |  | Wkdy ¦ Default | 2014-01-01 | 2014-12-31 | Hourly | 0 | 0 | 0 | 0 | 0 | 0.2 | 0.3 | 0.5 | 1 | 1 | 1 | 1 | 1 | 1 | 1 | 1 | 1 | 1 | 0.5 | 0.3 | 0.2 | 0.05 | 0 | 0
SmallHotel_GuestLounge_EQUIP_2007_SPEED | Equipment |  | WntrDsn | 2014-01-01 | 2014-12-31 | Constant | Hr 1: 0
SmallHotel_GuestLounge_EQUIP_2007_SPEED | Equipment |  | SmrDsn | 2014-01-01 | 2014-12-31 | Constant | bar: Hr 1
SmallHotel_GuestLounge_EQUIP_2007_SPEED | Equipment |  | Sun | 2014-01-01 | 2014-12-31 | Hourly | 0.21 | 0.21 | 0.21 | 0.21 | 0.21 | 0.68 | 1 | 1 | 1 | 1 | 0.32 | 0.23 | 0.23 | 0.23 | 0.23 | 0.23 | 0.23 | 0.23 | 0.23 | 0.23 | 0.23 | 0.23 | 0.23 | 0.21
SmallHotel_GuestLounge_EQUIP_2007_SPEED | Equipment |  | Sat | 2014-01-01 | 2014-12-31 | Hourly | 0.21 | 0.21 | 0.21 | 0.21 | 0.21 | 0.68 | 1 | 1 | 1 | 1 | 0.32 | 0.23 | 0.23 | 0.23 | 0.23 | 0.23 | 0.23 | 0.23 | 0.23 | 0.23 | 0.23 | 0.23 | 0.23 | 0.21
SmallHotel_GuestLounge_EQUIP_2007_SPEED | Equipment |  | Wkdy ¦ Default | 2014-01-01 | 2014-12-31 | Hourly | 0.21 | 0.21 | 0.21 | 0.21 | 0.21 | 0.68 | 1 | 1 | 1 | 1 | 0.32 | 0.23 | 0.23 | 0.23 | 0.23 | 0.23 | 0.23 | 0.23 | 0.23 | 0.23 | 0.23 | 0.23 | 0.23 | 0.21
SmallHotel_GuestLounge_LIGHT_2010_SPEED | Lighting |  | WntrDsn | 2014-01-01 | 2014-12-31 | Constant | Hr 1: 0
SmallHotel_GuestLounge_LIGHT_2010_SPEED | Lighting |  | SmrDsn | 2014-01-01 | 2014-12-31 | Constant | bar: Hr 1
SmallHotel_GuestLounge_LIGHT_2010_SPEED | Lighting |  | Sun | 2014-01-01 | 2014-12-31 | Hourly | 0 | 0 | 0 | 0 | 0 | 0.2 | 0.3 | 0.5 | 1 | 1 | 1 | 1 | 1 | 1 | 1 | 1 | 1 | 1 | 0.5 | 0.3 | 0.2 | 0.05 | 0 | 0
SmallHotel_GuestLounge_LIGHT_2010_SPEED | Lighting |  | Sat | 2014-01-01 | 2014-12-31 | Hourly | 0 | 0 | 0 | 0 | 0 | 0.2 | 0.3 | 0.5 | 1 | 1 | 1 | 1 | 1 | 1 | 1 | 1 | 1 | 1 | 0.5 | 0.3 | 0.2 | 0.05 | 0 | 0
SmallHotel_GuestLounge_LIGHT_2010_SPEED | Lighting |  | Wkdy ¦ Default | 2014-01-01 | 2014-12-31 | Hourly | 0 | 0 | 0 | 0 | 0 | 0.2 | 0.3 | 0.5 | 1 | 1 | 1 | 1 | 1 | 1 | 1 | 1 | 1 | 1 | 0.5 | 0.3 | 0.2 | 0.05 | 0 | 0
SmallHotel_GuestLounge_EQUIP_2010_SPEED | Equipment |  | WntrDsn | 2014-01-01 | 2014-12-31 | Constant | Hr 1: 0
SmallHotel_GuestLounge_EQUIP_2010_SPEED | Equipment |  | SmrDsn | 2014-01-01 | 2014-12-31 | Constant | bar: Hr 1
SmallHotel_GuestLounge_EQUIP_2010_SPEED | Equipment |  | Sun | 2014-01-01 | 2014-12-31 | Hourly | 0.21 | 0.21 | 0.21 | 0.21 | 0.21 | 0.68 | 1 | 1 | 1 | 1 | 0.32 | 0.23 | 0.23 | 0.23 | 0.23 | 0.23 | 0.23 | 0.23 | 0.23 | 0.23 | 0.23 | 0.23 | 0.23 | 0.21
SmallHotel_GuestLounge_EQUIP_2010_SPEED | Equipment |  | Sat | 2014-01-01 | 2014-12-31 | Hourly | 0.21 | 0.21 | 0.21 | 0.21 | 0.21 | 0.68 | 1 | 1 | 1 | 1 | 0.32 | 0.23 | 0.23 | 0.23 | 0.23 | 0.23 | 0.23 | 0.23 | 0.23 | 0.23 | 0.23 | 0.23 | 0.23 | 0.21
SmallHotel_GuestLounge_EQUIP_2010_SPEED | Equipment |  | Wkdy ¦ Default | 2014-01-01 | 2014-12-31 | Hourly | 0.21 | 0.21 | 0.21 | 0.21 | 0.21 | 0.68 | 1 | 1 | 1 | 1 | 0.32 | 0.23 | 0.23 | 0.23 | 0.23 | 0.23 | 0.23 | 0.23 | 0.23 | 0.23 | 0.23 | 0.23 | 0.23 | 0.21
SmallHotel_GuestLounge_LIGHT_2013_SPEED | Lighting |  | WntrDsn | 2014-01-01 | 2014-12-31 | Constant | Hr 1: 0
SmallHotel_GuestLounge_LIGHT_2013_SPEED | Lighting |  | SmrDsn | 2014-01-01 | 2014-12-31 | Constant | bar: Hr 1
SmallHotel_GuestLounge_LIGHT_2013_SPEED | Lighting |  | Sun | 2014-01-01 | 2014-12-31 | Hourly | 0 | 0 | 0 | 0 | 0 | 0.2 | 0.3 | 0.5 | 1 | 1 | 1 | 1 | 1 | 1 | 1 | 1 | 1 | 1 | 0.5 | 0.3 | 0.2 | 0.05 | 0 | 0
SmallHotel_GuestLounge_LIGHT_2013_SPEED | Lighting |  | Sat | 2014-01-01 | 2014-12-31 | Hourly | 0 | 0 | 0 | 0 | 0 | 0.2 | 0.3 | 0.5 | 1 | 1 | 1 | 1 | 1 | 1 | 1 | 1 | 1 | 1 | 0.5 | 0.3 | 0.2 | 0.05 | 0 | 0
SmallHotel_GuestLounge_LIGHT_2013_SPEED | Lighting |  | Wkdy ¦ Default | 2014-01-01 | 2014-12-31 | Hourly | 0 | 0 | 0 | 0 | 0 | 0.2 | 0.3 | 0.5 | 1 | 1 | 1 | 1 | 1 | 1 | 1 | 1 | 1 | 1 | 0.5 | 0.3 | 0.2 | 0.05 | 0 | 0
SmallHotel_GuestLounge_EQUIP_2013_SPEED | Equipment |  | WntrDsn | 2014-01-01 | 2014-12-31 | Constant | Hr 1: 0
SmallHotel_GuestLounge_EQUIP_2013_SPEED | Equipment |  | SmrDsn | 2014-01-01 | 2014-12-31 | Constant | bar: Hr 1
SmallHotel_GuestLounge_EQUIP_2013_SPEED | Equipment |  | Sun | 2014-01-01 | 2014-12-31 | Hourly | 0.21 | 0.21 | 0.21 | 0.21 | 0.21 | 0.68 | 1 | 1 | 1 | 1 | 0.32 | 0.23 | 0.23 | 0.23 | 0.23 | 0.23 | 0.23 | 0.23 | 0.23 | 0.23 | 0.23 | 0.23 | 0.23 | 0.21
SmallHotel_GuestLounge_EQUIP_2013_SPEED | Equipment |  | Sat | 2014-01-01 | 2014-12-31 | Hourly | 0.21 | 0.21 | 0.21 | 0.21 | 0.21 | 0.68 | 1 | 1 | 1 | 1 | 0.32 | 0.23 | 0.23 | 0.23 | 0.23 | 0.23 | 0.23 | 0.23 | 0.23 | 0.23 | 0.23 | 0.23 | 0.23 | 0.21
SmallHotel_GuestLounge_EQUIP_2013_SPEED | Equipment |  | Wkdy ¦ Default | 2014-01-01 | 2014-12-31 | Hourly | 0.21 | 0.21 | 0.21 | 0.21 | 0.21 | 0.68 | 1 | 1 | 1 | 1 | 0.32 | 0.23 | 0.23 | 0.23 | 0.23 | 0.23 | 0.23 | 0.23 | 0.23 | 0.23 | 0.23 | 0.23 | 0.23 | 0.21
SmallHotel_GuestLounge_INFIL_SPEED | Infiltration |  | WntrDsn | 2014-01-01 | 2014-12-31 | Constant | bar: Hr 1
SmallHotel_GuestLounge_INFIL_SPEED | Infiltration |  | SmrDsn | 2014-01-01 | 2014-12-31 | Constant | bar: Hr 1
SmallHotel_GuestLounge_INFIL_SPEED | Infiltration |  | Sun | 2014-01-01 | 2014-12-31 | Constant | Hr 1: 0.5
SmallHotel_GuestLounge_INFIL_SPEED | Infiltration |  | Sat | 2014-01-01 | 2014-12-31 | Constant | Hr 1: 0.5
SmallHotel_GuestLounge_INFIL_SPEED | Infiltration |  | Wkdy ¦ Default | 2014-01-01 | 2014-12-31 | Constant | Hr 1: 0.5
SmallHotel_GuestLounge_ACTIVITY_SPEED | Activity | W | WntrDsn | 2014-01-01 | 2014-12-31 | Constant | Hr 1: 120
SmallHotel_GuestLounge_ACTIVITY_SPEED | Activity | W | SmrDsn | 2014-01-01 | 2014-12-31 | Constant | Hr 1: 120
SmallHotel_GuestLounge_ACTIVITY_SPEED | Activity | W | Sun | 2014-01-01 | 2014-12-31 | Constant | Hr 1: 120
SmallHotel_GuestLounge_ACTIVITY_SPEED | Activity | W | Sat | 2014-01-01 | 2014-12-31 | Constant | Hr 1: 120
SmallHotel_GuestLounge_ACTIVITY_SPEED | Activity | W | Wkdy ¦ Default | 2014-01-01 | 2014-12-31 | Constant | Hr 1: 120
SmallHotel_GuestLounge_OA_SPEED | OA Air |  | WntrDsn | 2014-01-01 | 2014-12-31 | Constant | bar: Hr 1
SmallHotel_GuestLounge_OA_SPEED | OA Air |  | SmrDsn | 2014-01-01 | 2014-12-31 | Constant | bar: Hr 1
SmallHotel_GuestLounge_OA_SPEED | OA Air |  | Sun | 2014-01-01 | 2014-12-31 | Constant | bar: Hr 1
SmallHotel_GuestLounge_OA_SPEED | OA Air |  | Sat | 2014-01-01 | 2014-12-31 | Constant | bar: Hr 1
SmallHotel_GuestLounge_OA_SPEED | OA Air |  | Wkdy ¦ Default | 2014-01-01 | 2014-12-31 | Constant | bar: Hr 1
SmallHotel_Office_CLGSETP_SPEED | Thermostat Setpoint | C | WntrDsn | 2014-01-01 | 2014-12-31 | Constant | Hr 1: 23.9
SmallHotel_Office_CLGSETP_SPEED | Thermostat Setpoint | C | SmrDsn | 2014-01-01 | 2014-12-31 | Constant | Hr 1: 23.9
SmallHotel_Office_CLGSETP_SPEED | Thermostat Setpoint | C | Sun | 2014-01-01 | 2014-12-31 | Constant | Hr 1: 23.9
SmallHotel_Office_CLGSETP_SPEED | Thermostat Setpoint | C | Sat | 2014-01-01 | 2014-12-31 | Constant | Hr 1: 23.9
SmallHotel_Office_CLGSETP_SPEED | Thermostat Setpoint | C | Wkdy ¦ Default | 2014-01-01 | 2014-12-31 | Constant | Hr 1: 23.9
SmallHotel_Office_HTGSETP_SPEED | Thermostat Setpoint | C | WntrDsn | 2014-01-01 | 2014-12-31 | Constant | Hr 1: 21.1
SmallHotel_Office_HTGSETP_SPEED | Thermostat Setpoint | C | SmrDsn | 2014-01-01 | 2014-12-31 | Constant | Hr 1: 21.1
SmallHotel_Office_HTGSETP_SPEED | Thermostat Setpoint | C | Sun | 2014-01-01 | 2014-12-31 | Constant | Hr 1: 21.1
SmallHotel_Office_HTGSETP_SPEED | Thermostat Setpoint | C | Sat | 2014-01-01 | 2014-12-31 | Constant | Hr 1: 21.1
SmallHotel_Office_HTGSETP_SPEED | Thermostat Setpoint | C | Wkdy ¦ Default | 2014-01-01 | 2014-12-31 | Constant | Hr 1: 21.1
SmallHotel_Office_OCC_SPEED | Occupancy |  | WntrDsn | 2014-01-01 | 2014-12-31 | Constant | Hr 1: 0
SmallHotel_Office_OCC_SPEED | Occupancy |  | SmrDsn | 2014-01-01 | 2014-12-31 | Constant | bar: Hr 1
SmallHotel_Office_OCC_SPEED | Occupancy |  | Sun | 2014-01-01 | 2014-12-31 | Hourly | 0.1 | 0.1 | 0.1 | 0.1 | 0.1 | 0.1 | 0.3 | 0.7 | 0.7 | 0.7 | 0.2 | 0.2 | 0.2 | 0.2 | 0.2 | 0.2 | 0.2 | 0.2 | 0.2 | 0.2 | 0.2 | 0.2 | 0.1 | 0.1
SmallHotel_Office_OCC_SPEED | Occupancy |  | Sat | 2014-01-01 | 2014-12-31 | Hourly | 0.1 | 0.1 | 0.1 | 0.1 | 0.1 | 0.1 | 0.3 | 0.7 | 0.7 | 0.7 | 0.2 | 0.2 | 0.2 | 0.2 | 0.2 | 0.2 | 0.2 | 0.2 | 0.2 | 0.2 | 0.2 | 0.2 | 0.1 | 0.1
SmallHotel_Office_OCC_SPEED | Occupancy |  | Wkdy ¦ Default | 2014-01-01 | 2014-12-31 | Hourly | 0.1 | 0.1 | 0.1 | 0.1 | 0.1 | 0.3 | 0.7 | 0.7 | 0.7 | 0.7 | 0.2 | 0.2 | 0.2 | 0.2 | 0.2 | 0.2 | 0.4 | 0.4 | 0.2 | 0.2 | 0.2 | 0.2 | 0.1 | 0.1
SmallHotel_Office_LIGHT_2007_SPEED | Lighting |  | WntrDsn | 2014-01-01 | 2014-12-31 | Constant | Hr 1: 0
SmallHotel_Office_LIGHT_2007_SPEED | Lighting |  | SmrDsn | 2014-01-01 | 2014-12-31 | Constant | bar: Hr 1
SmallHotel_Office_LIGHT_2007_SPEED | Lighting |  | Sun | 2014-01-01 | 2014-12-31 | Hourly | 0.5 | 0.5 | 0.5 | 0.5 | 0.5 | 0.5 | 0.5 | 0.61 | 0.9 | 0.9 | 0.9 | 0.9 | 0.8 | 0.9 | 0.9 | 0.9 | 0.9 | 0.61 | 0.5 | 0.5 | 0.5 | 0.5 | 0.5 | 0.5
SmallHotel_Office_LIGHT_2007_SPEED | Lighting |  | Sat | 2014-01-01 | 2014-12-31 | Hourly | 0.5 | 0.5 | 0.5 | 0.5 | 0.5 | 0.5 | 0.5 | 0.61 | 0.9 | 0.9 | 0.9 | 0.9 | 0.8 | 0.9 | 0.9 | 0.9 | 0.9 | 0.61 | 0.5 | 0.5 | 0.5 | 0.5 | 0.5 | 0.5
SmallHotel_Office_LIGHT_2007_SPEED | Lighting |  | Wkdy ¦ Default | 2014-01-01 | 2014-12-31 | Hourly | 0.5 | 0.5 | 0.5 | 0.5 | 0.5 | 0.5 | 0.5 | 0.61 | 0.9 | 0.9 | 0.9 | 0.9 | 0.8 | 0.9 | 0.9 | 0.9 | 0.9 | 0.61 | 0.5 | 0.5 | 0.5 | 0.5 | 0.5 | 0.5
SmallHotel_Office_EQUIP_2007_SPEED | Equipment |  | WntrDsn | 2014-01-01 | 2014-12-31 | Constant | Hr 1: 0
SmallHotel_Office_EQUIP_2007_SPEED | Equipment |  | SmrDsn | 2014-01-01 | 2014-12-31 | Constant | bar: Hr 1
SmallHotel_Office_EQUIP_2007_SPEED | Equipment |  | Sun | 2014-01-01 | 2014-12-31 | Hourly | 0.3055 | 0.3055 | 0.3055 | 0.3055 | 0.3055 | 0.35179 | 0.35179 | 0.39807 | 0.58322 | 0.58322 | 0.58322 | 0.58322 | 0.58322 | 0.58322 | 0.58322 | 0.58322 | 0.58322 | 0.58322 | 0.44436 | 0.44436 | 0.44436 | 0.44436 | 0.3055 | 0.3055
SmallHotel_Office_EQUIP_2007_SPEED | Equipment |  | Sat | 2014-01-01 | 2014-12-31 | Hourly | 0.3055 | 0.3055 | 0.3055 | 0.3055 | 0.3055 | 0.35179 | 0.35179 | 0.39807 | 0.58322 | 0.58322 | 0.58322 | 0.58322 | 0.58322 | 0.58322 | 0.58322 | 0.58322 | 0.58322 | 0.58322 | 0.44436 | 0.44436 | 0.44436 | 0.44436 | 0.3055 | 0.3055
SmallHotel_Office_EQUIP_2007_SPEED | Equipment |  | Wkdy ¦ Default | 2014-01-01 | 2014-12-31 | Hourly | 0.3055 | 0.3055 | 0.3055 | 0.3055 | 0.3055 | 0.35179 | 0.35179 | 0.39807 | 0.39807 | 0.39807 | 0.92575 | 0.92575 | 0.87021 | 0.92575 | 0.92575 | 0.92575 | 0.92575 | 0.69431 | 0.58322 | 0.58322 | 0.44436 | 0.44436 | 0.3055 | 0.3055
SmallHotel_Office_LIGHT_2010_SPEED | Lighting |  | WntrDsn | 2014-01-01 | 2014-12-31 | Constant | Hr 1: 0
SmallHotel_Office_LIGHT_2010_SPEED | Lighting |  | SmrDsn | 2014-01-01 | 2014-12-31 | Constant | bar: Hr 1
SmallHotel_Office_LIGHT_2010_SPEED | Lighting |  | Sun | 2014-01-01 | 2014-12-31 | Hourly | 0.5 | 0.5 | 0.5 | 0.5 | 0.5 | 0.5 | 0.5 | 0.61 | 0.9 | 0.9 | 0.9 | 0.9 | 0.8 | 0.9 | 0.9 | 0.9 | 0.9 | 0.61 | 0.5 | 0.5 | 0.5 | 0.5 | 0.5 | 0.5
SmallHotel_Office_LIGHT_2010_SPEED | Lighting |  | Sat | 2014-01-01 | 2014-12-31 | Hourly | 0.5 | 0.5 | 0.5 | 0.5 | 0.5 | 0.5 | 0.5 | 0.61 | 0.9 | 0.9 | 0.9 | 0.9 | 0.8 | 0.9 | 0.9 | 0.9 | 0.9 | 0.61 | 0.5 | 0.5 | 0.5 | 0.5 | 0.5 | 0.5
SmallHotel_Office_LIGHT_2010_SPEED | Lighting |  | Wkdy ¦ Default | 2014-01-01 | 2014-12-31 | Hourly | 0.5 | 0.5 | 0.5 | 0.5 | 0.5 | 0.5 | 0.5 | 0.61 | 0.9 | 0.9 | 0.9 | 0.9 | 0.8 | 0.9 | 0.9 | 0.9 | 0.9 | 0.61 | 0.5 | 0.5 | 0.5 | 0.5 | 0.5 | 0.5
SmallHotel_Office_EQUIP_2010_SPEED | Equipment |  | WntrDsn | 2014-01-01 | 2014-12-31 | Constant | Hr 1: 0
SmallHotel_Office_EQUIP_2010_SPEED | Equipment |  | SmrDsn | 2014-01-01 | 2014-12-31 | Constant | bar: Hr 1
SmallHotel_Office_EQUIP_2010_SPEED | Equipment |  | Sun | 2014-01-01 | 2014-12-31 | Hourly | 0.3055 | 0.3055 | 0.3055 | 0.3055 | 0.3055 | 0.35179 | 0.35179 | 0.39807 | 0.58322 | 0.58322 | 0.58322 | 0.58322 | 0.58322 | 0.58322 | 0.58322 | 0.58322 | 0.58322 | 0.58322 | 0.44436 | 0.44436 | 0.44436 | 0.44436 | 0.3055 | 0.3055
SmallHotel_Office_EQUIP_2010_SPEED | Equipment |  | Sat | 2014-01-01 | 2014-12-31 | Hourly | 0.3055 | 0.3055 | 0.3055 | 0.3055 | 0.3055 | 0.35179 | 0.35179 | 0.39807 | 0.58322 | 0.58322 | 0.58322 | 0.58322 | 0.58322 | 0.58322 | 0.58322 | 0.58322 | 0.58322 | 0.58322 | 0.44436 | 0.44436 | 0.44436 | 0.44436 | 0.3055 | 0.3055
SmallHotel_Office_EQUIP_2010_SPEED | Equipment |  | Wkdy ¦ Default | 2014-01-01 | 2014-12-31 | Hourly | 0.3055 | 0.3055 | 0.3055 | 0.3055 | 0.3055 | 0.35179 | 0.35179 | 0.39807 | 0.39807 | 0.39807 | 0.92575 | 0.92575 | 0.87021 | 0.92575 | 0.92575 | 0.92575 | 0.92575 | 0.69431 | 0.58322 | 0.58322 | 0.44436 | 0.44436 | 0.3055 | 0.3055
SmallHotel_Office_LIGHT_2013_SPEED | Lighting |  | WntrDsn | 2014-01-01 | 2014-12-31 | Constant | Hr 1: 0
SmallHotel_Office_LIGHT_2013_SPEED | Lighting |  | SmrDsn | 2014-01-01 | 2014-12-31 | Constant | bar: Hr 1
SmallHotel_Office_LIGHT_2013_SPEED | Lighting |  | Sun | 2014-01-01 | 2014-12-31 | Hourly | 0.5 | 0.5 | 0.5 | 0.5 | 0.5 | 0.5 | 0.5 | 0.61 | 0.9 | 0.9 | 0.9 | 0.9 | 0.8 | 0.9 | 0.9 | 0.9 | 0.9 | 0.61 | 0.5 | 0.5 | 0.5 | 0.5 | 0.5 | 0.5
SmallHotel_Office_LIGHT_2013_SPEED | Lighting |  | Sat | 2014-01-01 | 2014-12-31 | Hourly | 0.5 | 0.5 | 0.5 | 0.5 | 0.5 | 0.5 | 0.5 | 0.61 | 0.9 | 0.9 | 0.9 | 0.9 | 0.8 | 0.9 | 0.9 | 0.9 | 0.9 | 0.61 | 0.5 | 0.5 | 0.5 | 0.5 | 0.5 | 0.5
SmallHotel_Office_LIGHT_2013_SPEED | Lighting |  | Wkdy ¦ Default | 2014-01-01 | 2014-12-31 | Hourly | 0.5 | 0.5 | 0.5 | 0.5 | 0.5 | 0.5 | 0.5 | 0.61 | 0.9 | 0.9 | 0.9 | 0.9 | 0.8 | 0.9 | 0.9 | 0.9 | 0.9 | 0.61 | 0.5 | 0.5 | 0.5 | 0.5 | 0.5 | 0.5
SmallHotel_Office_EQUIP_2013_SPEED | Equipment |  | WntrDsn | 2014-01-01 | 2014-12-31 | Constant | Hr 1: 0
SmallHotel_Office_EQUIP_2013_SPEED | Equipment |  | SmrDsn | 2014-01-01 | 2014-12-31 | Constant | bar: Hr 1
SmallHotel_Office_EQUIP_2013_SPEED | Equipment |  | Sun | 2014-01-01 | 2014-12-31 | Hourly | 0.3055 | 0.3055 | 0.3055 | 0.3055 | 0.3055 | 0.35179 | 0.35179 | 0.39807 | 0.58322 | 0.58322 | 0.58322 | 0.58322 | 0.58322 | 0.58322 | 0.58322 | 0.58322 | 0.58322 | 0.58322 | 0.44436 | 0.44436 | 0.44436 | 0.44436 | 0.3055 | 0.3055
SmallHotel_Office_EQUIP_2013_SPEED | Equipment |  | Sat | 2014-01-01 | 2014-12-31 | Hourly | 0.3055 | 0.3055 | 0.3055 | 0.3055 | 0.3055 | 0.35179 | 0.35179 | 0.39807 | 0.58322 | 0.58322 | 0.58322 | 0.58322 | 0.58322 | 0.58322 | 0.58322 | 0.58322 | 0.58322 | 0.58322 | 0.44436 | 0.44436 | 0.44436 | 0.44436 | 0.3055 | 0.3055
SmallHotel_Office_EQUIP_2013_SPEED | Equipment |  | Wkdy ¦ Default | 2014-01-01 | 2014-12-31 | Hourly | 0.3055 | 0.3055 | 0.3055 | 0.3055 | 0.3055 | 0.35179 | 0.35179 | 0.39807 | 0.39807 | 0.39807 | 0.92575 | 0.92575 | 0.87021 | 0.92575 | 0.92575 | 0.92575 | 0.92575 | 0.69431 | 0.58322 | 0.58322 | 0.44436 | 0.44436 | 0.3055 | 0.3055
SmallHotel_Office_INFIL_SPEED | Infiltration |  | WntrDsn | 2014-01-01 | 2014-12-31 | Constant | bar: Hr 1
SmallHotel_Office_INFIL_SPEED | Infiltration |  | SmrDsn | 2014-01-01 | 2014-12-31 | Constant | bar: Hr 1
SmallHotel_Office_INFIL_SPEED | Infiltration |  | Sun | 2014-01-01 | 2014-12-31 | Constant | Hr 1: 0.5
SmallHotel_Office_INFIL_SPEED | Infiltration |  | Sat | 2014-01-01 | 2014-12-31 | Constant | Hr 1: 0.5
SmallHotel_Office_INFIL_SPEED | Infiltration |  | Wkdy ¦ Default | 2014-01-01 | 2014-12-31 | Constant | Hr 1: 0.5
SmallHotel_Office_ACTIVITY_SPEED | Activity | W | WntrDsn | 2014-01-01 | 2014-12-31 | Constant | Hr 1: 120
SmallHotel_Office_ACTIVITY_SPEED | Activity | W | SmrDsn | 2014-01-01 | 2014-12-31 | Constant | Hr 1: 120
SmallHotel_Office_ACTIVITY_SPEED | Activity | W | Sun | 2014-01-01 | 2014-12-31 | Constant | Hr 1: 120
SmallHotel_Office_ACTIVITY_SPEED | Activity | W | Sat | 2014-01-01 | 2014-12-31 | Constant | Hr 1: 120
SmallHotel_Office_ACTIVITY_SPEED | Activity | W | Wkdy ¦ Default | 2014-01-01 | 2014-12-31 | Constant | Hr 1: 120
SmallHotel_Office_OA_SPEED | OA Air |  | WntrDsn | 2014-01-01 | 2014-12-31 | Constant | bar: Hr 1
SmallHotel_Office_OA_SPEED | OA Air |  | SmrDsn | 2014-01-01 | 2014-12-31 | Constant | bar: Hr 1
SmallHotel_Office_OA_SPEED | OA Air |  | Sun | 2014-01-01 | 2014-12-31 | Constant | bar: Hr 1
SmallHotel_Office_OA_SPEED | OA Air |  | Sat | 2014-01-01 | 2014-12-31 | Constant | bar: Hr 1
SmallHotel_Office_OA_SPEED | OA Air |  | Wkdy ¦ Default | 2014-01-01 | 2014-12-31 | Constant | bar: Hr 1
SmallHotel_Restroom_CLGSETP_SPEED | Thermostat Setpoint | C | WntrDsn | 2014-01-01 | 2014-12-31 | Constant | Hr 1: 23.9
SmallHotel_Restroom_CLGSETP_SPEED | Thermostat Setpoint | C | SmrDsn | 2014-01-01 | 2014-12-31 | Constant | Hr 1: 23.9
SmallHotel_Restroom_CLGSETP_SPEED | Thermostat Setpoint | C | Sun | 2014-01-01 | 2014-12-31 | Constant | Hr 1: 23.9
SmallHotel_Restroom_CLGSETP_SPEED | Thermostat Setpoint | C | Sat | 2014-01-01 | 2014-12-31 | Constant | Hr 1: 23.9
SmallHotel_Restroom_CLGSETP_SPEED | Thermostat Setpoint | C | Wkdy ¦ Default | 2014-01-01 | 2014-12-31 | Constant | Hr 1: 23.9
SmallHotel_Restroom_HTGSETP_SPEED | Thermostat Setpoint | C | WntrDsn | 2014-01-01 | 2014-12-31 | Constant | Hr 1: 21.1
SmallHotel_Restroom_HTGSETP_SPEED | Thermostat Setpoint | C | SmrDsn | 2014-01-01 | 2014-12-31 | Constant | Hr 1: 21.1
SmallHotel_Restroom_HTGSETP_SPEED | Thermostat Setpoint | C | Sun | 2014-01-01 | 2014-12-31 | Constant | Hr 1: 21.1
SmallHotel_Restroom_HTGSETP_SPEED | Thermostat Setpoint | C | Sat | 2014-01-01 | 2014-12-31 | Constant | Hr 1: 21.1
SmallHotel_Restroom_HTGSETP_SPEED | Thermostat Setpoint | C | Wkdy ¦ Default | 2014-01-01 | 2014-12-31 | Constant | Hr 1: 21.1
SmallHotel_Restroom_OCC_SPEED | Occupancy |  | WntrDsn | 2014-01-01 | 2014-12-31 | Constant | Hr 1: 0
SmallHotel_Restroom_OCC_SPEED | Occupancy |  | SmrDsn | 2014-01-01 | 2014-12-31 | Constant | bar: Hr 1
SmallHotel_Restroom_OCC_SPEED | Occupancy |  | Sun | 2014-01-01 | 2014-12-31 | Hourly | 0.1 | 0.1 | 0.1 | 0.1 | 0.1 | 0.1 | 0.3 | 0.7 | 0.7 | 0.7 | 0.2 | 0.2 | 0.2 | 0.2 | 0.2 | 0.2 | 0.2 | 0.2 | 0.2 | 0.2 | 0.2 | 0.2 | 0.1 | 0.1
SmallHotel_Restroom_OCC_SPEED | Occupancy |  | Sat | 2014-01-01 | 2014-12-31 | Hourly | 0.1 | 0.1 | 0.1 | 0.1 | 0.1 | 0.1 | 0.3 | 0.7 | 0.7 | 0.7 | 0.2 | 0.2 | 0.2 | 0.2 | 0.2 | 0.2 | 0.2 | 0.2 | 0.2 | 0.2 | 0.2 | 0.2 | 0.1 | 0.1
SmallHotel_Restroom_OCC_SPEED | Occupancy |  | Wkdy ¦ Default | 2014-01-01 | 2014-12-31 | Hourly | 0.1 | 0.1 | 0.1 | 0.1 | 0.1 | 0.3 | 0.7 | 0.7 | 0.7 | 0.7 | 0.2 | 0.2 | 0.2 | 0.2 | 0.2 | 0.2 | 0.4 | 0.4 | 0.2 | 0.2 | 0.2 | 0.2 | 0.1 | 0.1
SmallHotel_Restroom_LIGHT_2007_SPEED | Lighting |  | WntrDsn | 2014-01-01 | 2014-12-31 | Constant | Hr 1: 0
SmallHotel_Restroom_LIGHT_2007_SPEED | Lighting |  | SmrDsn | 2014-01-01 | 2014-12-31 | Constant | bar: Hr 1
SmallHotel_Restroom_LIGHT_2007_SPEED | Lighting |  | Sun | 2014-01-01 | 2014-12-31 | Constant | bar: Hr 1
SmallHotel_Restroom_LIGHT_2007_SPEED | Lighting |  | Sat | 2014-01-01 | 2014-12-31 | Constant | bar: Hr 1
SmallHotel_Restroom_LIGHT_2007_SPEED | Lighting |  | Wkdy ¦ Default | 2014-01-01 | 2014-12-31 | Constant | bar: Hr 1
SmallHotel_Restroom_EQUIP_2007_SPEED | Equipment |  | WntrDsn | 2014-01-01 | 2014-12-31 | Constant | Hr 1: 0
SmallHotel_Restroom_EQUIP_2007_SPEED | Equipment |  | SmrDsn | 2014-01-01 | 2014-12-31 | Constant | bar: Hr 1
SmallHotel_Restroom_EQUIP_2007_SPEED | Equipment |  | Sun | 2014-01-01 | 2014-12-31 | Hourly | 0.21 | 0.21 | 0.21 | 0.21 | 0.21 | 0.68 | 1 | 1 | 1 | 1 | 0.32 | 0.23 | 0.23 | 0.23 | 0.23 | 0.23 | 0.23 | 0.23 | 0.23 | 0.23 | 0.23 | 0.23 | 0.23 | 0.21
SmallHotel_Restroom_EQUIP_2007_SPEED | Equipment |  | Sat | 2014-01-01 | 2014-12-31 | Hourly | 0.21 | 0.21 | 0.21 | 0.21 | 0.21 | 0.68 | 1 | 1 | 1 | 1 | 0.32 | 0.23 | 0.23 | 0.23 | 0.23 | 0.23 | 0.23 | 0.23 | 0.23 | 0.23 | 0.23 | 0.23 | 0.23 | 0.21
SmallHotel_Restroom_EQUIP_2007_SPEED | Equipment |  | Wkdy ¦ Default | 2014-01-01 | 2014-12-31 | Hourly | 0.21 | 0.21 | 0.21 | 0.21 | 0.21 | 0.68 | 1 | 1 | 1 | 1 | 0.32 | 0.23 | 0.23 | 0.23 | 0.23 | 0.23 | 0.23 | 0.23 | 0.23 | 0.23 | 0.23 | 0.23 | 0.23 | 0.21
SmallHotel_Restroom_LIGHT_2010_SPEED | Lighting |  | WntrDsn | 2014-01-01 | 2014-12-31 | Constant | Hr 1: 0
SmallHotel_Restroom_LIGHT_2010_SPEED | Lighting |  | SmrDsn | 2014-01-01 | 2014-12-31 | Constant | bar: Hr 1
SmallHotel_Restroom_LIGHT_2010_SPEED | Lighting |  | Sun | 2014-01-01 | 2014-12-31 | Constant | Hr 1: 0.66
SmallHotel_Restroom_LIGHT_2010_SPEED | Lighting |  | Sat | 2014-01-01 | 2014-12-31 | Constant | Hr 1: 0.66
SmallHotel_Restroom_LIGHT_2010_SPEED | Lighting |  | Wkdy ¦ Default | 2014-01-01 | 2014-12-31 | Constant | Hr 1: 0.66
SmallHotel_Restroom_EQUIP_2010_SPEED | Equipment |  | WntrDsn | 2014-01-01 | 2014-12-31 | Constant | Hr 1: 0
SmallHotel_Restroom_EQUIP_2010_SPEED | Equipment |  | SmrDsn | 2014-01-01 | 2014-12-31 | Constant | bar: Hr 1
SmallHotel_Restroom_EQUIP_2010_SPEED | Equipment |  | Sun | 2014-01-01 | 2014-12-31 | Hourly | 0.21 | 0.21 | 0.21 | 0.21 | 0.21 | 0.68 | 1 | 1 | 1 | 1 | 0.32 | 0.23 | 0.23 | 0.23 | 0.23 | 0.23 | 0.23 | 0.23 | 0.23 | 0.23 | 0.23 | 0.23 | 0.23 | 0.21
SmallHotel_Restroom_EQUIP_2010_SPEED | Equipment |  | Sat | 2014-01-01 | 2014-12-31 | Hourly | 0.21 | 0.21 | 0.21 | 0.21 | 0.21 | 0.68 | 1 | 1 | 1 | 1 | 0.32 | 0.23 | 0.23 | 0.23 | 0.23 | 0.23 | 0.23 | 0.23 | 0.23 | 0.23 | 0.23 | 0.23 | 0.23 | 0.21
SmallHotel_Restroom_EQUIP_2010_SPEED | Equipment |  | Wkdy ¦ Default | 2014-01-01 | 2014-12-31 | Hourly | 0.21 | 0.21 | 0.21 | 0.21 | 0.21 | 0.68 | 1 | 1 | 1 | 1 | 0.32 | 0.23 | 0.23 | 0.23 | 0.23 | 0.23 | 0.23 | 0.23 | 0.23 | 0.23 | 0.23 | 0.23 | 0.23 | 0.21
SmallHotel_Restroom_LIGHT_2013_SPEED | Lighting |  | WntrDsn | 2014-01-01 | 2014-12-31 | Constant | Hr 1: 0
SmallHotel_Restroom_LIGHT_2013_SPEED | Lighting |  | SmrDsn | 2014-01-01 | 2014-12-31 | Constant | bar: Hr 1
SmallHotel_Restroom_LIGHT_2013_SPEED | Lighting |  | Sun | 2014-01-01 | 2014-12-31 | Constant | Hr 1: 0.66
SmallHotel_Restroom_LIGHT_2013_SPEED | Lighting |  | Sat | 2014-01-01 | 2014-12-31 | Constant | Hr 1: 0.66
SmallHotel_Restroom_LIGHT_2013_SPEED | Lighting |  | Wkdy ¦ Default | 2014-01-01 | 2014-12-31 | Constant | Hr 1: 0.66
SmallHotel_Restroom_EQUIP_2013_SPEED | Equipment |  | WntrDsn | 2014-01-01 | 2014-12-31 | Constant | Hr 1: 0
SmallHotel_Restroom_EQUIP_2013_SPEED | Equipment |  | SmrDsn | 2014-01-01 | 2014-12-31 | Constant | bar: Hr 1
SmallHotel_Restroom_EQUIP_2013_SPEED | Equipment |  | Sun | 2014-01-01 | 2014-12-31 | Hourly | 0.21 | 0.21 | 0.21 | 0.21 | 0.21 | 0.68 | 1 | 1 | 1 | 1 | 0.32 | 0.23 | 0.23 | 0.23 | 0.23 | 0.23 | 0.23 | 0.23 | 0.23 | 0.23 | 0.23 | 0.23 | 0.23 | 0.21
SmallHotel_Restroom_EQUIP_2013_SPEED | Equipment |  | Sat | 2014-01-01 | 2014-12-31 | Hourly | 0.21 | 0.21 | 0.21 | 0.21 | 0.21 | 0.68 | 1 | 1 | 1 | 1 | 0.32 | 0.23 | 0.23 | 0.23 | 0.23 | 0.23 | 0.23 | 0.23 | 0.23 | 0.23 | 0.23 | 0.23 | 0.23 | 0.21
SmallHotel_Restroom_EQUIP_2013_SPEED | Equipment |  | Wkdy ¦ Default | 2014-01-01 | 2014-12-31 | Hourly | 0.21 | 0.21 | 0.21 | 0.21 | 0.21 | 0.68 | 1 | 1 | 1 | 1 | 0.32 | 0.23 | 0.23 | 0.23 | 0.23 | 0.23 | 0.23 | 0.23 | 0.23 | 0.23 | 0.23 | 0.23 | 0.23 | 0.21
SmallHotel_Restroom_INFIL_SPEED | Infiltration |  | WntrDsn | 2014-01-01 | 2014-12-31 | Constant | bar: Hr 1
SmallHotel_Restroom_INFIL_SPEED | Infiltration |  | SmrDsn | 2014-01-01 | 2014-12-31 | Constant | bar: Hr 1
SmallHotel_Restroom_INFIL_SPEED | Infiltration |  | Sun | 2014-01-01 | 2014-12-31 | Constant | Hr 1: 0.5
SmallHotel_Restroom_INFIL_SPEED | Infiltration |  | Sat | 2014-01-01 | 2014-12-31 | Constant | Hr 1: 0.5
SmallHotel_Restroom_INFIL_SPEED | Infiltration |  | Wkdy ¦ Default | 2014-01-01 | 2014-12-31 | Constant | Hr 1: 0.5
SmallHotel_Restroom_ACTIVITY_SPEED | Activity | W | WntrDsn | 2014-01-01 | 2014-12-31 | Constant | Hr 1: 120
SmallHotel_Restroom_ACTIVITY_SPEED | Activity | W | SmrDsn | 2014-01-01 | 2014-12-31 | Constant | Hr 1: 120
SmallHotel_Restroom_ACTIVITY_SPEED | Activity | W | Sun | 2014-01-01 | 2014-12-31 | Constant | Hr 1: 120
SmallHotel_Restroom_ACTIVITY_SPEED | Activity | W | Sat | 2014-01-01 | 2014-12-31 | Constant | Hr 1: 120
SmallHotel_Restroom_ACTIVITY_SPEED | Activity | W | Wkdy ¦ Default | 2014-01-01 | 2014-12-31 | Constant | Hr 1: 120
SmallHotel_Restroom_OA_SPEED | OA Air |  | WntrDsn | 2014-01-01 | 2014-12-31 | Constant | bar: Hr 1
SmallHotel_Restroom_OA_SPEED | OA Air |  | SmrDsn | 2014-01-01 | 2014-12-31 | Constant | bar: Hr 1
SmallHotel_Restroom_OA_SPEED | OA Air |  | Sun | 2014-01-01 | 2014-12-31 | Constant | bar: Hr 1
SmallHotel_Restroom_OA_SPEED | OA Air |  | Sat | 2014-01-01 | 2014-12-31 | Constant | bar: Hr 1
SmallHotel_Restroom_OA_SPEED | OA Air |  | Wkdy ¦ Default | 2014-01-01 | 2014-12-31 | Constant | bar: Hr 1
SmallHotel_Stair_CLGSETP_SPEED | Thermostat Setpoint | C | WntrDsn | 2014-01-01 | 2014-12-31 | Constant | Hr 1: 23.9
SmallHotel_Stair_CLGSETP_SPEED | Thermostat Setpoint | C | SmrDsn | 2014-01-01 | 2014-12-31 | Constant | Hr 1: 23.9
SmallHotel_Stair_CLGSETP_SPEED | Thermostat Setpoint | C | Sun | 2014-01-01 | 2014-12-31 | Constant | Hr 1: 23.9
SmallHotel_Stair_CLGSETP_SPEED | Thermostat Setpoint | C | Sat | 2014-01-01 | 2014-12-31 | Constant | Hr 1: 23.9
SmallHotel_Stair_CLGSETP_SPEED | Thermostat Setpoint | C | Wkdy ¦ Default | 2014-01-01 | 2014-12-31 | Constant | Hr 1: 23.9
SmallHotel_Stair_HTGSETP_SPEED | Thermostat Setpoint | C | WntrDsn | 2014-01-01 | 2014-12-31 | Constant | Hr 1: 21.1
SmallHotel_Stair_HTGSETP_SPEED | Thermostat Setpoint | C | SmrDsn | 2014-01-01 | 2014-12-31 | Constant | Hr 1: 21.1
SmallHotel_Stair_HTGSETP_SPEED | Thermostat Setpoint | C | Sun | 2014-01-01 | 2014-12-31 | Constant | Hr 1: 21.1
SmallHotel_Stair_HTGSETP_SPEED | Thermostat Setpoint | C | Sat | 2014-01-01 | 2014-12-31 | Constant | Hr 1: 21.1
SmallHotel_Stair_HTGSETP_SPEED | Thermostat Setpoint | C | Wkdy ¦ Default | 2014-01-01 | 2014-12-31 | Constant | Hr 1: 21.1
SmallHotel_Stair_OCC_SPEED | Occupancy |  | WntrDsn | 2014-01-01 | 2014-12-31 | Constant | Hr 1: 0
SmallHotel_Stair_OCC_SPEED | Occupancy |  | SmrDsn | 2014-01-01 | 2014-12-31 | Constant | bar: Hr 1
SmallHotel_Stair_OCC_SPEED | Occupancy |  | Sun | 2014-01-01 | 2014-12-31 | Constant | Hr 1: 0
SmallHotel_Stair_OCC_SPEED | Occupancy |  | Sat | 2014-01-01 | 2014-12-31 | Constant | Hr 1: 0
SmallHotel_Stair_OCC_SPEED | Occupancy |  | Wkdy ¦ Default | 2014-01-01 | 2014-12-31 | Constant | Hr 1: 0
SmallHotel_Stair_LIGHT_2007_SPEED | Lighting |  | WntrDsn | 2014-01-01 | 2014-12-31 | Constant | Hr 1: 0
SmallHotel_Stair_LIGHT_2007_SPEED | Lighting |  | SmrDsn | 2014-01-01 | 2014-12-31 | Constant | bar: Hr 1
SmallHotel_Stair_LIGHT_2007_SPEED | Lighting |  | Sun | 2014-01-01 | 2014-12-31 | Constant | bar: Hr 1
SmallHotel_Stair_LIGHT_2007_SPEED | Lighting |  | Sat | 2014-01-01 | 2014-12-31 | Constant | bar: Hr 1
SmallHotel_Stair_LIGHT_2007_SPEED | Lighting |  | Wkdy ¦ Default | 2014-01-01 | 2014-12-31 | Constant | bar: Hr 1
SmallHotel_Stair_EQUIP_2007_SPEED | Equipment |  | WntrDsn | 2014-01-01 | 2014-12-31 | Constant | Hr 1: 0
SmallHotel_Stair_EQUIP_2007_SPEED | Equipment |  | SmrDsn | 2014-01-01 | 2014-12-31 | Constant | bar: Hr 1
SmallHotel_Stair_EQUIP_2007_SPEED | Equipment |  | Sun | 2014-01-01 | 2014-12-31 | Constant | Hr 1: 0
SmallHotel_Stair_EQUIP_2007_SPEED | Equipment |  | Sat | 2014-01-01 | 2014-12-31 | Constant | Hr 1: 0
SmallHotel_Stair_EQUIP_2007_SPEED | Equipment |  | Wkdy ¦ Default | 2014-01-01 | 2014-12-31 | Constant | Hr 1: 0
SmallHotel_Stair_LIGHT_2010_SPEED | Lighting |  | WntrDsn | 2014-01-01 | 2014-12-31 | Constant | Hr 1: 0
SmallHotel_Stair_LIGHT_2010_SPEED | Lighting |  | SmrDsn | 2014-01-01 | 2014-12-31 | Constant | bar: Hr 1
SmallHotel_Stair_LIGHT_2010_SPEED | Lighting |  | Sun | 2014-01-01 | 2014-12-31 | Constant | Hr 1: 0.55
SmallHotel_Stair_LIGHT_2010_SPEED | Lighting |  | Sat | 2014-01-01 | 2014-12-31 | Constant | Hr 1: 0.55
SmallHotel_Stair_LIGHT_2010_SPEED | Lighting |  | Wkdy ¦ Default | 2014-01-01 | 2014-12-31 | Constant | Hr 1: 0.55
SmallHotel_Stair_EQUIP_2010_SPEED | Equipment |  | WntrDsn | 2014-01-01 | 2014-12-31 | Constant | Hr 1: 0
SmallHotel_Stair_EQUIP_2010_SPEED | Equipment |  | SmrDsn | 2014-01-01 | 2014-12-31 | Constant | bar: Hr 1
SmallHotel_Stair_EQUIP_2010_SPEED | Equipment |  | Sun | 2014-01-01 | 2014-12-31 | Constant | Hr 1: 0
SmallHotel_Stair_EQUIP_2010_SPEED | Equipment |  | Sat | 2014-01-01 | 2014-12-31 | Constant | Hr 1: 0
SmallHotel_Stair_EQUIP_2010_SPEED | Equipment |  | Wkdy ¦ Default | 2014-01-01 | 2014-12-31 | Constant | Hr 1: 0
SmallHotel_Stair_LIGHT_2013_SPEED | Lighting |  | WntrDsn | 2014-01-01 | 2014-12-31 | Constant | Hr 1: 0
SmallHotel_Stair_LIGHT_2013_SPEED | Lighting |  | SmrDsn | 2014-01-01 | 2014-12-31 | Constant | bar: Hr 1
SmallHotel_Stair_LIGHT_2013_SPEED | Lighting |  | Sun | 2014-01-01 | 2014-12-31 | Constant | Hr 1: 0.55
SmallHotel_Stair_LIGHT_2013_SPEED | Lighting |  | Sat | 2014-01-01 | 2014-12-31 | Constant | Hr 1: 0.55
SmallHotel_Stair_LIGHT_2013_SPEED | Lighting |  | Wkdy ¦ Default | 2014-01-01 | 2014-12-31 | Constant | Hr 1: 0.55
SmallHotel_Stair_EQUIP_2013_SPEED | Equipment |  | WntrDsn | 2014-01-01 | 2014-12-31 | Constant | Hr 1: 0
SmallHotel_Stair_EQUIP_2013_SPEED | Equipment |  | SmrDsn | 2014-01-01 | 2014-12-31 | Constant | bar: Hr 1
SmallHotel_Stair_EQUIP_2013_SPEED | Equipment |  | Sun | 2014-01-01 | 2014-12-31 | Constant | Hr 1: 0
SmallHotel_Stair_EQUIP_2013_SPEED | Equipment |  | Sat | 2014-01-01 | 2014-12-31 | Constant | Hr 1: 0
SmallHotel_Stair_EQUIP_2013_SPEED | Equipment |  | Wkdy ¦ Default | 2014-01-01 | 2014-12-31 | Constant | Hr 1: 0
SmallHotel_Stair_INFIL_SPEED | Infiltration |  | WntrDsn | 2014-01-01 | 2014-12-31 | Constant | bar: Hr 1
SmallHotel_Stair_INFIL_SPEED | Infiltration |  | SmrDsn | 2014-01-01 | 2014-12-31 | Constant | bar: Hr 1
SmallHotel_Stair_INFIL_SPEED | Infiltration |  | Sun | 2014-01-01 | 2014-12-31 | Constant | bar: Hr 1
SmallHotel_Stair_INFIL_SPEED | Infiltration |  | Sat | 2014-01-01 | 2014-12-31 | Constant | bar: Hr 1
SmallHotel_Stair_INFIL_SPEED | Infiltration |  | Wkdy ¦ Default | 2014-01-01 | 2014-12-31 | Constant | bar: Hr 1
SmallHotel_Stair_ACTIVITY_SPEED | Activity | W | WntrDsn | 2014-01-01 | 2014-12-31 | Constant | Hr 1: 120
SmallHotel_Stair_ACTIVITY_SPEED | Activity | W | SmrDsn | 2014-01-01 | 2014-12-31 | Constant | Hr 1: 120
SmallHotel_Stair_ACTIVITY_SPEED | Activity | W | Sun | 2014-01-01 | 2014-12-31 | Constant | Hr 1: 120
SmallHotel_Stair_ACTIVITY_SPEED | Activity | W | Sat | 2014-01-01 | 2014-12-31 | Constant | Hr 1: 120
SmallHotel_Stair_ACTIVITY_SPEED | Activity | W | Wkdy ¦ Default | 2014-01-01 | 2014-12-31 | Constant | Hr 1: 120
SmallHotel_Stair_OA_SPEED | OA Air |  | WntrDsn | 2014-01-01 | 2014-12-31 | Constant | bar: Hr 1
SmallHotel_Stair_OA_SPEED | OA Air |  | SmrDsn | 2014-01-01 | 2014-12-31 | Constant | bar: Hr 1
SmallHotel_Stair_OA_SPEED | OA Air |  | Sun | 2014-01-01 | 2014-12-31 | Constant | bar: Hr 1
SmallHotel_Stair_OA_SPEED | OA Air |  | Sat | 2014-01-01 | 2014-12-31 | Constant | bar: Hr 1
SmallHotel_Stair_OA_SPEED | OA Air |  | Wkdy ¦ Default | 2014-01-01 | 2014-12-31 | Constant | bar: Hr 1
SmallHotel_Storage_CLGSETP_SPEED | Thermostat Setpoint | C | WntrDsn | 2014-01-01 | 2014-12-31 | Constant | Hr 1: 23.9
SmallHotel_Storage_CLGSETP_SPEED | Thermostat Setpoint | C | SmrDsn | 2014-01-01 | 2014-12-31 | Constant | Hr 1: 23.9
SmallHotel_Storage_CLGSETP_SPEED | Thermostat Setpoint | C | Sun | 2014-01-01 | 2014-12-31 | Constant | Hr 1: 23.9
SmallHotel_Storage_CLGSETP_SPEED | Thermostat Setpoint | C | Sat | 2014-01-01 | 2014-12-31 | Constant | Hr 1: 23.9
SmallHotel_Storage_CLGSETP_SPEED | Thermostat Setpoint | C | Wkdy ¦ Default | 2014-01-01 | 2014-12-31 | Constant | Hr 1: 23.9
SmallHotel_Storage_HTGSETP_SPEED | Thermostat Setpoint | C | WntrDsn | 2014-01-01 | 2014-12-31 | Constant | Hr 1: 21.1
SmallHotel_Storage_HTGSETP_SPEED | Thermostat Setpoint | C | SmrDsn | 2014-01-01 | 2014-12-31 | Constant | Hr 1: 21.1
SmallHotel_Storage_HTGSETP_SPEED | Thermostat Setpoint | C | Sun | 2014-01-01 | 2014-12-31 | Constant | Hr 1: 21.1
SmallHotel_Storage_HTGSETP_SPEED | Thermostat Setpoint | C | Sat | 2014-01-01 | 2014-12-31 | Constant | Hr 1: 21.1
SmallHotel_Storage_HTGSETP_SPEED | Thermostat Setpoint | C | Wkdy ¦ Default | 2014-01-01 | 2014-12-31 | Constant | Hr 1: 21.1
SmallHotel_Storage_OCC_SPEED | Occupancy |  | WntrDsn | 2014-01-01 | 2014-12-31 | Constant | Hr 1: 0
SmallHotel_Storage_OCC_SPEED | Occupancy |  | SmrDsn | 2014-01-01 | 2014-12-31 | Constant | bar: Hr 1
SmallHotel_Storage_OCC_SPEED | Occupancy |  | Sun | 2014-01-01 | 2014-12-31 | Constant | Hr 1: 0
SmallHotel_Storage_OCC_SPEED | Occupancy |  | Sat | 2014-01-01 | 2014-12-31 | Constant | Hr 1: 0
SmallHotel_Storage_OCC_SPEED | Occupancy |  | Wkdy ¦ Default | 2014-01-01 | 2014-12-31 | Constant | Hr 1: 0
SmallHotel_Storage_LIGHT_2007_SPEED | Lighting |  | WntrDsn | 2014-01-01 | 2014-12-31 | Constant | Hr 1: 0
SmallHotel_Storage_LIGHT_2007_SPEED | Lighting |  | SmrDsn | 2014-01-01 | 2014-12-31 | Constant | bar: Hr 1
SmallHotel_Storage_LIGHT_2007_SPEED | Lighting |  | Sun | 2014-01-01 | 2014-12-31 | Hourly | 0.1 | 0.1 | 0.1 | 0.1 | 0.1 | 0.1 | 0.1 | 0.2 | 0.4 | 0.4 | 0.4 | 0.4 | 0.4 | 0.4 | 0.4 | 0.4 | 0.4 | 0.4 | 0.2 | 0.2 | 0.2 | 0.2 | 0.1 | 0.1
SmallHotel_Storage_LIGHT_2007_SPEED | Lighting |  | Sat | 2014-01-01 | 2014-12-31 | Hourly | 0.1 | 0.1 | 0.1 | 0.1 | 0.1 | 0.1 | 0.1 | 0.2 | 0.4 | 0.4 | 0.4 | 0.4 | 0.4 | 0.4 | 0.4 | 0.4 | 0.4 | 0.4 | 0.2 | 0.2 | 0.2 | 0.2 | 0.1 | 0.1
SmallHotel_Storage_LIGHT_2007_SPEED | Lighting |  | Wkdy ¦ Default | 2014-01-01 | 2014-12-31 | Hourly | 0.1 | 0.1 | 0.1 | 0.1 | 0.1 | 0.1 | 0.1 | 0.2 | 0.4 | 0.4 | 0.4 | 0.4 | 0.4 | 0.4 | 0.4 | 0.4 | 0.4 | 0.4 | 0.2 | 0.2 | 0.2 | 0.2 | 0.1 | 0.1
SmallHotel_Storage_EQUIP_2007_SPEED | Equipment |  | WntrDsn | 2014-01-01 | 2014-12-31 | Constant | Hr 1: 0
SmallHotel_Storage_EQUIP_2007_SPEED | Equipment |  | SmrDsn | 2014-01-01 | 2014-12-31 | Constant | bar: Hr 1
SmallHotel_Storage_EQUIP_2007_SPEED | Equipment |  | Sun | 2014-01-01 | 2014-12-31 | Constant | Hr 1: 0
SmallHotel_Storage_EQUIP_2007_SPEED | Equipment |  | Sat | 2014-01-01 | 2014-12-31 | Constant | Hr 1: 0
SmallHotel_Storage_EQUIP_2007_SPEED | Equipment |  | Wkdy ¦ Default | 2014-01-01 | 2014-12-31 | Constant | Hr 1: 0
SmallHotel_Storage_LIGHT_2010_SPEED | Lighting |  | WntrDsn | 2014-01-01 | 2014-12-31 | Constant | Hr 1: 0
SmallHotel_Storage_LIGHT_2010_SPEED | Lighting |  | SmrDsn | 2014-01-01 | 2014-12-31 | Constant | bar: Hr 1
SmallHotel_Storage_LIGHT_2010_SPEED | Lighting |  | Sun | 2014-01-01 | 2014-12-31 | Hourly | 0.05418 | 0.05418 | 0.05418 | 0.05418 | 0.05418 | 0.05418 | 0.05418 | 0.10836 | 0.21672 | 0.21672 | 0.21672 | 0.21672 | 0.21672 | 0.21672 | 0.21672 | 0.21672 | 0.21672 | 0.21672 | 0.10836 | 0.10836 | 0.10836 | 0.10836 | 0.05418 | 0.05418
SmallHotel_Storage_LIGHT_2010_SPEED | Lighting |  | Sat | 2014-01-01 | 2014-12-31 | Hourly | 0.05418 | 0.05418 | 0.05418 | 0.05418 | 0.05418 | 0.05418 | 0.05418 | 0.10836 | 0.21672 | 0.21672 | 0.21672 | 0.21672 | 0.21672 | 0.21672 | 0.21672 | 0.21672 | 0.21672 | 0.21672 | 0.10836 | 0.10836 | 0.10836 | 0.10836 | 0.05418 | 0.05418
SmallHotel_Storage_LIGHT_2010_SPEED | Lighting |  | Wkdy ¦ Default | 2014-01-01 | 2014-12-31 | Hourly | 0.05418 | 0.05418 | 0.05418 | 0.05418 | 0.05418 | 0.05418 | 0.05418 | 0.10836 | 0.21672 | 0.21672 | 0.21672 | 0.21672 | 0.21672 | 0.21672 | 0.21672 | 0.21672 | 0.21672 | 0.21672 | 0.10836 | 0.10836 | 0.10836 | 0.10836 | 0.05418 | 0.05418
SmallHotel_Storage_EQUIP_2010_SPEED | Equipment |  | WntrDsn | 2014-01-01 | 2014-12-31 | Constant | Hr 1: 0
SmallHotel_Storage_EQUIP_2010_SPEED | Equipment |  | SmrDsn | 2014-01-01 | 2014-12-31 | Constant | bar: Hr 1
SmallHotel_Storage_EQUIP_2010_SPEED | Equipment |  | Sun | 2014-01-01 | 2014-12-31 | Constant | Hr 1: 0
SmallHotel_Storage_EQUIP_2010_SPEED | Equipment |  | Sat | 2014-01-01 | 2014-12-31 | Constant | Hr 1: 0
SmallHotel_Storage_EQUIP_2010_SPEED | Equipment |  | Wkdy ¦ Default | 2014-01-01 | 2014-12-31 | Constant | Hr 1: 0
SmallHotel_Storage_LIGHT_2013_SPEED | Lighting |  | WntrDsn | 2014-01-01 | 2014-12-31 | Constant | Hr 1: 0
SmallHotel_Storage_LIGHT_2013_SPEED | Lighting |  | SmrDsn | 2014-01-01 | 2014-12-31 | Constant | bar: Hr 1
SmallHotel_Storage_LIGHT_2013_SPEED | Lighting |  | Sun | 2014-01-01 | 2014-12-31 | Hourly | 0.05418 | 0.05418 | 0.05418 | 0.05418 | 0.05418 | 0.05418 | 0.05418 | 0.10836 | 0.21672 | 0.21672 | 0.21672 | 0.21672 | 0.21672 | 0.21672 | 0.21672 | 0.21672 | 0.21672 | 0.21672 | 0.10836 | 0.10836 | 0.10836 | 0.10836 | 0.05418 | 0.05418
SmallHotel_Storage_LIGHT_2013_SPEED | Lighting |  | Sat | 2014-01-01 | 2014-12-31 | Hourly | 0.05418 | 0.05418 | 0.05418 | 0.05418 | 0.05418 | 0.05418 | 0.05418 | 0.10836 | 0.21672 | 0.21672 | 0.21672 | 0.21672 | 0.21672 | 0.21672 | 0.21672 | 0.21672 | 0.21672 | 0.21672 | 0.10836 | 0.10836 | 0.10836 | 0.10836 | 0.05418 | 0.05418
SmallHotel_Storage_LIGHT_2013_SPEED | Lighting |  | Wkdy ¦ Default | 2014-01-01 | 2014-12-31 | Hourly | 0.05418 | 0.05418 | 0.05418 | 0.05418 | 0.05418 | 0.05418 | 0.05418 | 0.10836 | 0.21672 | 0.21672 | 0.21672 | 0.21672 | 0.21672 | 0.21672 | 0.21672 | 0.21672 | 0.21672 | 0.21672 | 0.10836 | 0.10836 | 0.10836 | 0.10836 | 0.05418 | 0.05418
SmallHotel_Storage_EQUIP_2013_SPEED | Equipment |  | WntrDsn | 2014-01-01 | 2014-12-31 | Constant | Hr 1: 0
SmallHotel_Storage_EQUIP_2013_SPEED | Equipment |  | SmrDsn | 2014-01-01 | 2014-12-31 | Constant | bar: Hr 1
SmallHotel_Storage_EQUIP_2013_SPEED | Equipment |  | Sun | 2014-01-01 | 2014-12-31 | Constant | Hr 1: 0
SmallHotel_Storage_EQUIP_2013_SPEED | Equipment |  | Sat | 2014-01-01 | 2014-12-31 | Constant | Hr 1: 0
SmallHotel_Storage_EQUIP_2013_SPEED | Equipment |  | Wkdy ¦ Default | 2014-01-01 | 2014-12-31 | Constant | Hr 1: 0
SmallHotel_Storage_INFIL_SPEED | Infiltration |  | WntrDsn | 2014-01-01 | 2014-12-31 | Constant | bar: Hr 1
SmallHotel_Storage_INFIL_SPEED | Infiltration |  | SmrDsn | 2014-01-01 | 2014-12-31 | Constant | bar: Hr 1
SmallHotel_Storage_INFIL_SPEED | Infiltration |  | Sun | 2014-01-01 | 2014-12-31 | Constant | bar: Hr 1
SmallHotel_Storage_INFIL_SPEED | Infiltration |  | Sat | 2014-01-01 | 2014-12-31 | Constant | bar: Hr 1
SmallHotel_Storage_INFIL_SPEED | Infiltration |  | Wkdy ¦ Default | 2014-01-01 | 2014-12-31 | Constant | bar: Hr 1
SmallHotel_Storage_ACTIVITY_SPEED | Activity | W | WntrDsn | 2014-01-01 | 2014-12-31 | Constant | Hr 1: 120
SmallHotel_Storage_ACTIVITY_SPEED | Activity | W | SmrDsn | 2014-01-01 | 2014-12-31 | Constant | Hr 1: 120
SmallHotel_Storage_ACTIVITY_SPEED | Activity | W | Sun | 2014-01-01 | 2014-12-31 | Constant | Hr 1: 120
SmallHotel_Storage_ACTIVITY_SPEED | Activity | W | Sat | 2014-01-01 | 2014-12-31 | Constant | Hr 1: 120
SmallHotel_Storage_ACTIVITY_SPEED | Activity | W | Wkdy ¦ Default | 2014-01-01 | 2014-12-31 | Constant | Hr 1: 120
SmallHotel_Storage_OA_SPEED | OA Air |  | WntrDsn | 2014-01-01 | 2014-12-31 | Constant | bar: Hr 1
SmallHotel_Storage_OA_SPEED | OA Air |  | SmrDsn | 2014-01-01 | 2014-12-31 | Constant | bar: Hr 1
SmallHotel_Storage_OA_SPEED | OA Air |  | Sun | 2014-01-01 | 2014-12-31 | Constant | bar: Hr 1
SmallHotel_Storage_OA_SPEED | OA Air |  | Sat | 2014-01-01 | 2014-12-31 | Constant | bar: Hr 1
SmallHotel_Storage_OA_SPEED | OA Air |  | Wkdy ¦ Default | 2014-01-01 | 2014-12-31 | Constant | bar: Hr 1
SmallHotel_GuestRoomVac_CLGSETP_SPEED | Thermostat Setpoint | C | WntrDsn | 2014-01-01 | 2014-12-31 | Constant | Hr 1: 23.9
SmallHotel_GuestRoomVac_CLGSETP_SPEED | Thermostat Setpoint | C | SmrDsn | 2014-01-01 | 2014-12-31 | Constant | Hr 1: 23.9
SmallHotel_GuestRoomVac_CLGSETP_SPEED | Thermostat Setpoint | C | Sun | 2014-01-01 | 2014-12-31 | Constant | Hr 1: 23.9
SmallHotel_GuestRoomVac_CLGSETP_SPEED | Thermostat Setpoint | C | Sat | 2014-01-01 | 2014-12-31 | Constant | Hr 1: 23.9
SmallHotel_GuestRoomVac_CLGSETP_SPEED | Thermostat Setpoint | C | Wkdy ¦ Default | 2014-01-01 | 2014-12-31 | Constant | Hr 1: 23.9
SmallHotel_GuestRoomVac_HTGSETP_SPEED | Thermostat Setpoint | C | WntrDsn | 2014-01-01 | 2014-12-31 | Constant | Hr 1: 21.1
SmallHotel_GuestRoomVac_HTGSETP_SPEED | Thermostat Setpoint | C | SmrDsn | 2014-01-01 | 2014-12-31 | Constant | Hr 1: 21.1
SmallHotel_GuestRoomVac_HTGSETP_SPEED | Thermostat Setpoint | C | Sun | 2014-01-01 | 2014-12-31 | Constant | Hr 1: 21.1
SmallHotel_GuestRoomVac_HTGSETP_SPEED | Thermostat Setpoint | C | Sat | 2014-01-01 | 2014-12-31 | Constant | Hr 1: 21.1
SmallHotel_GuestRoomVac_HTGSETP_SPEED | Thermostat Setpoint | C | Wkdy ¦ Default | 2014-01-01 | 2014-12-31 | Constant | Hr 1: 21.1
SmallHotel_GuestRoomVac_OCC_SPEED | Occupancy |  | WntrDsn | 2014-01-01 | 2014-12-31 | Constant | Hr 1: 0
SmallHotel_GuestRoomVac_OCC_SPEED | Occupancy |  | SmrDsn | 2014-01-01 | 2014-12-31 | Constant | bar: Hr 1
SmallHotel_GuestRoomVac_OCC_SPEED | Occupancy |  | Sun | 2014-01-01 | 2014-12-31 | Constant | Hr 1: 0
SmallHotel_GuestRoomVac_OCC_SPEED | Occupancy |  | Sat | 2014-01-01 | 2014-12-31 | Constant | Hr 1: 0
SmallHotel_GuestRoomVac_OCC_SPEED | Occupancy |  | Wkdy ¦ Default | 2014-01-01 | 2014-12-31 | Constant | Hr 1: 0
SmallHotel_GuestRoomVac_LIGHT_2007_SPEED | Lighting |  | WntrDsn | 2014-01-01 | 2014-12-31 | Constant | Hr 1: 0
SmallHotel_GuestRoomVac_LIGHT_2007_SPEED | Lighting |  | SmrDsn | 2014-01-01 | 2014-12-31 | Constant | bar: Hr 1
SmallHotel_GuestRoomVac_LIGHT_2007_SPEED | Lighting |  | Sun | 2014-01-01 | 2014-12-31 | Constant | Hr 1: 0
SmallHotel_GuestRoomVac_LIGHT_2007_SPEED | Lighting |  | Sat | 2014-01-01 | 2014-12-31 | Constant | Hr 1: 0
SmallHotel_GuestRoomVac_LIGHT_2007_SPEED | Lighting |  | Wkdy ¦ Default | 2014-01-01 | 2014-12-31 | Constant | Hr 1: 0
SmallHotel_GuestRoomVac_EQUIP_2007_SPEED | Equipment |  | WntrDsn | 2014-01-01 | 2014-12-31 | Constant | Hr 1: 0
SmallHotel_GuestRoomVac_EQUIP_2007_SPEED | Equipment |  | SmrDsn | 2014-01-01 | 2014-12-31 | Constant | bar: Hr 1
SmallHotel_GuestRoomVac_EQUIP_2007_SPEED | Equipment |  | Sun | 2014-01-01 | 2014-12-31 | Constant | Hr 1: 0
SmallHotel_GuestRoomVac_EQUIP_2007_SPEED | Equipment |  | Sat | 2014-01-01 | 2014-12-31 | Constant | Hr 1: 0
SmallHotel_GuestRoomVac_EQUIP_2007_SPEED | Equipment |  | Wkdy ¦ Default | 2014-01-01 | 2014-12-31 | Constant | Hr 1: 0
SmallHotel_GuestRoomVac_LIGHT_2010_SPEED | Lighting |  | WntrDsn | 2014-01-01 | 2014-12-31 | Constant | Hr 1: 0
SmallHotel_GuestRoomVac_LIGHT_2010_SPEED | Lighting |  | SmrDsn | 2014-01-01 | 2014-12-31 | Constant | bar: Hr 1
SmallHotel_GuestRoomVac_LIGHT_2010_SPEED | Lighting |  | Sun | 2014-01-01 | 2014-12-31 | Constant | Hr 1: 0
SmallHotel_GuestRoomVac_LIGHT_2010_SPEED | Lighting |  | Sat | 2014-01-01 | 2014-12-31 | Constant | Hr 1: 0
SmallHotel_GuestRoomVac_LIGHT_2010_SPEED | Lighting |  | Wkdy ¦ Default | 2014-01-01 | 2014-12-31 | Constant | Hr 1: 0
SmallHotel_GuestRoomVac_EQUIP_2010_SPEED | Equipment |  | WntrDsn | 2014-01-01 | 2014-12-31 | Constant | Hr 1: 0
SmallHotel_GuestRoomVac_EQUIP_2010_SPEED | Equipment |  | SmrDsn | 2014-01-01 | 2014-12-31 | Constant | bar: Hr 1
SmallHotel_GuestRoomVac_EQUIP_2010_SPEED | Equipment |  | Sun | 2014-01-01 | 2014-12-31 | Constant | Hr 1: 0
SmallHotel_GuestRoomVac_EQUIP_2010_SPEED | Equipment |  | Sat | 2014-01-01 | 2014-12-31 | Constant | Hr 1: 0
SmallHotel_GuestRoomVac_EQUIP_2010_SPEED | Equipment |  | Wkdy ¦ Default | 2014-01-01 | 2014-12-31 | Constant | Hr 1: 0
SmallHotel_GuestRoomVac_LIGHT_2013_SPEED | Lighting |  | WntrDsn | 2014-01-01 | 2014-12-31 | Constant | Hr 1: 0
SmallHotel_GuestRoomVac_LIGHT_2013_SPEED | Lighting |  | SmrDsn | 2014-01-01 | 2014-12-31 | Constant | bar: Hr 1
SmallHotel_GuestRoomVac_LIGHT_2013_SPEED | Lighting |  | Sun | 2014-01-01 | 2014-12-31 | Constant | Hr 1: 0
SmallHotel_GuestRoomVac_LIGHT_2013_SPEED | Lighting |  | Sat | 2014-01-01 | 2014-12-31 | Constant | Hr 1: 0
SmallHotel_GuestRoomVac_LIGHT_2013_SPEED | Lighting |  | Wkdy ¦ Default | 2014-01-01 | 2014-12-31 | Constant | Hr 1: 0
SmallHotel_GuestRoomVac_EQUIP_2013_SPEED | Equipment |  | WntrDsn | 2014-01-01 | 2014-12-31 | Constant | Hr 1: 0
SmallHotel_GuestRoomVac_EQUIP_2013_SPEED | Equipment |  | SmrDsn | 2014-01-01 | 2014-12-31 | Constant | bar: Hr 1
SmallHotel_GuestRoomVac_EQUIP_2013_SPEED | Equipment |  | Sun | 2014-01-01 | 2014-12-31 | Constant | Hr 1: 0
SmallHotel_GuestRoomVac_EQUIP_2013_SPEED | Equipment |  | Sat | 2014-01-01 | 2014-12-31 | Constant | Hr 1: 0
SmallHotel_GuestRoomVac_EQUIP_2013_SPEED | Equipment |  | Wkdy ¦ Default | 2014-01-01 | 2014-12-31 | Constant | Hr 1: 0
SmallHotel_GuestRoomVac_INFIL_SPEED | Infiltration |  | WntrDsn | 2014-01-01 | 2014-12-31 | Constant | bar: Hr 1
SmallHotel_GuestRoomVac_INFIL_SPEED | Infiltration |  | SmrDsn | 2014-01-01 | 2014-12-31 | Constant | bar: Hr 1
SmallHotel_GuestRoomVac_INFIL_SPEED | Infiltration |  | Sun | 2014-01-01 | 2014-12-31 | Constant | Hr 1: 0.5
SmallHotel_GuestRoomVac_INFIL_SPEED | Infiltration |  | Sat | 2014-01-01 | 2014-12-31 | Constant | Hr 1: 0.5
SmallHotel_GuestRoomVac_INFIL_SPEED | Infiltration |  | Wkdy ¦ Default | 2014-01-01 | 2014-12-31 | Constant | Hr 1: 0.5
SmallHotel_GuestRoomVac_ACTIVITY_SPEED | Activity | W | WntrDsn | 2014-01-01 | 2014-12-31 | Constant | Hr 1: 120
SmallHotel_GuestRoomVac_ACTIVITY_SPEED | Activity | W | SmrDsn | 2014-01-01 | 2014-12-31 | Constant | Hr 1: 120
SmallHotel_GuestRoomVac_ACTIVITY_SPEED | Activity | W | Sun | 2014-01-01 | 2014-12-31 | Constant | Hr 1: 120
SmallHotel_GuestRoomVac_ACTIVITY_SPEED | Activity | W | Sat | 2014-01-01 | 2014-12-31 | Constant | Hr 1: 120
SmallHotel_GuestRoomVac_ACTIVITY_SPEED | Activity | W | Wkdy ¦ Default | 2014-01-01 | 2014-12-31 | Constant | Hr 1: 120
SmallHotel_GuestRoomVac_OA_SPEED | OA Air |  | WntrDsn | 2014-01-01 | 2014-12-31 | Constant | bar: Hr 1
SmallHotel_GuestRoomVac_OA_SPEED | OA Air |  | SmrDsn | 2014-01-01 | 2014-12-31 | Constant | bar: Hr 1
SmallHotel_GuestRoomVac_OA_SPEED | OA Air |  | Sun | 2014-01-01 | 2014-12-31 | Constant | bar: Hr 1
SmallHotel_GuestRoomVac_OA_SPEED | OA Air |  | Sat | 2014-01-01 | 2014-12-31 | Constant | bar: Hr 1
SmallHotel_GuestRoomVac_OA_SPEED | OA Air |  | Wkdy ¦ Default | 2014-01-01 | 2014-12-31 | Constant | bar: Hr 1
SmallHotel_Corridor_CLGSETP_SPEED | Thermostat Setpoint | C | WntrDsn | 2014-01-01 | 2014-12-31 | Constant | Hr 1: 23.9
SmallHotel_Corridor_CLGSETP_SPEED | Thermostat Setpoint | C | SmrDsn | 2014-01-01 | 2014-12-31 | Constant | Hr 1: 23.9
SmallHotel_Corridor_CLGSETP_SPEED | Thermostat Setpoint | C | Sun | 2014-01-01 | 2014-12-31 | Constant | Hr 1: 23.9
SmallHotel_Corridor_CLGSETP_SPEED | Thermostat Setpoint | C | Sat | 2014-01-01 | 2014-12-31 | Constant | Hr 1: 23.9
SmallHotel_Corridor_CLGSETP_SPEED | Thermostat Setpoint | C | Wkdy ¦ Default | 2014-01-01 | 2014-12-31 | Constant | Hr 1: 23.9
SmallHotel_Corridor_HTGSETP_SPEED | Thermostat Setpoint | C | WntrDsn | 2014-01-01 | 2014-12-31 | Constant | Hr 1: 21.1
SmallHotel_Corridor_HTGSETP_SPEED | Thermostat Setpoint | C | SmrDsn | 2014-01-01 | 2014-12-31 | Constant | Hr 1: 21.1
SmallHotel_Corridor_HTGSETP_SPEED | Thermostat Setpoint | C | Sun | 2014-01-01 | 2014-12-31 | Constant | Hr 1: 21.1
SmallHotel_Corridor_HTGSETP_SPEED | Thermostat Setpoint | C | Sat | 2014-01-01 | 2014-12-31 | Constant | Hr 1: 21.1
SmallHotel_Corridor_HTGSETP_SPEED | Thermostat Setpoint | C | Wkdy ¦ Default | 2014-01-01 | 2014-12-31 | Constant | Hr 1: 21.1
SmallHotel_Corridor_OCC_SPEED | Occupancy |  | WntrDsn | 2014-01-01 | 2014-12-31 | Constant | Hr 1: 0
SmallHotel_Corridor_OCC_SPEED | Occupancy |  | SmrDsn | 2014-01-01 | 2014-12-31 | Constant | bar: Hr 1
SmallHotel_Corridor_OCC_SPEED | Occupancy |  | Sun | 2014-01-01 | 2014-12-31 | Constant | Hr 1: 0
SmallHotel_Corridor_OCC_SPEED | Occupancy |  | Sat | 2014-01-01 | 2014-12-31 | Constant | Hr 1: 0
SmallHotel_Corridor_OCC_SPEED | Occupancy |  | Wkdy ¦ Default | 2014-01-01 | 2014-12-31 | Constant | Hr 1: 0
SmallHotel_Corridor_LIGHT_2007_SPEED | Lighting |  | WntrDsn | 2014-01-01 | 2014-12-31 | Constant | Hr 1: 0
SmallHotel_Corridor_LIGHT_2007_SPEED | Lighting |  | SmrDsn | 2014-01-01 | 2014-12-31 | Constant | bar: Hr 1
SmallHotel_Corridor_LIGHT_2007_SPEED | Lighting |  | Sun | 2014-01-01 | 2014-12-31 | Constant | bar: Hr 1
SmallHotel_Corridor_LIGHT_2007_SPEED | Lighting |  | Sat | 2014-01-01 | 2014-12-31 | Constant | bar: Hr 1
SmallHotel_Corridor_LIGHT_2007_SPEED | Lighting |  | Wkdy ¦ Default | 2014-01-01 | 2014-12-31 | Constant | bar: Hr 1
SmallHotel_Corridor_EQUIP_2007_SPEED | Equipment |  | WntrDsn | 2014-01-01 | 2014-12-31 | Constant | Hr 1: 0
SmallHotel_Corridor_EQUIP_2007_SPEED | Equipment |  | SmrDsn | 2014-01-01 | 2014-12-31 | Constant | bar: Hr 1
SmallHotel_Corridor_EQUIP_2007_SPEED | Equipment |  | Sun | 2014-01-01 | 2014-12-31 | Constant | Hr 1: 0
SmallHotel_Corridor_EQUIP_2007_SPEED | Equipment |  | Sat | 2014-01-01 | 2014-12-31 | Constant | Hr 1: 0
SmallHotel_Corridor_EQUIP_2007_SPEED | Equipment |  | Wkdy ¦ Default | 2014-01-01 | 2014-12-31 | Constant | Hr 1: 0
SmallHotel_Corridor_LIGHT_2010_SPEED | Lighting |  | WntrDsn | 2014-01-01 | 2014-12-31 | Constant | Hr 1: 0
SmallHotel_Corridor_LIGHT_2010_SPEED | Lighting |  | SmrDsn | 2014-01-01 | 2014-12-31 | Constant | bar: Hr 1
SmallHotel_Corridor_LIGHT_2010_SPEED | Lighting |  | Sun | 2014-01-01 | 2014-12-31 | Constant | bar: Hr 1
SmallHotel_Corridor_LIGHT_2010_SPEED | Lighting |  | Sat | 2014-01-01 | 2014-12-31 | Constant | bar: Hr 1
SmallHotel_Corridor_LIGHT_2010_SPEED | Lighting |  | Wkdy ¦ Default | 2014-01-01 | 2014-12-31 | Constant | bar: Hr 1
SmallHotel_Corridor_EQUIP_2010_SPEED | Equipment |  | WntrDsn | 2014-01-01 | 2014-12-31 | Constant | Hr 1: 0
SmallHotel_Corridor_EQUIP_2010_SPEED | Equipment |  | SmrDsn | 2014-01-01 | 2014-12-31 | Constant | bar: Hr 1
SmallHotel_Corridor_EQUIP_2010_SPEED | Equipment |  | Sun | 2014-01-01 | 2014-12-31 | Constant | Hr 1: 0
SmallHotel_Corridor_EQUIP_2010_SPEED | Equipment |  | Sat | 2014-01-01 | 2014-12-31 | Constant | Hr 1: 0
SmallHotel_Corridor_EQUIP_2010_SPEED | Equipment |  | Wkdy ¦ Default | 2014-01-01 | 2014-12-31 | Constant | Hr 1: 0
SmallHotel_Corridor_LIGHT_2013_SPEED | Lighting |  | WntrDsn | 2014-01-01 | 2014-12-31 | Constant | Hr 1: 0
SmallHotel_Corridor_LIGHT_2013_SPEED | Lighting |  | SmrDsn | 2014-01-01 | 2014-12-31 | Constant | bar: Hr 1
SmallHotel_Corridor_LIGHT_2013_SPEED | Lighting |  | Sun | 2014-01-01 | 2014-12-31 | Constant | Hr 1: 0.65
SmallHotel_Corridor_LIGHT_2013_SPEED | Lighting |  | Sat | 2014-01-01 | 2014-12-31 | Constant | Hr 1: 0.65
SmallHotel_Corridor_LIGHT_2013_SPEED | Lighting |  | Wkdy ¦ Default | 2014-01-01 | 2014-12-31 | Constant | Hr 1: 0.65
SmallHotel_Corridor_EQUIP_2013_SPEED | Equipment |  | WntrDsn | 2014-01-01 | 2014-12-31 | Constant | Hr 1: 0
SmallHotel_Corridor_EQUIP_2013_SPEED | Equipment |  | SmrDsn | 2014-01-01 | 2014-12-31 | Constant | bar: Hr 1
SmallHotel_Corridor_EQUIP_2013_SPEED | Equipment |  | Sun | 2014-01-01 | 2014-12-31 | Constant | Hr 1: 0
SmallHotel_Corridor_EQUIP_2013_SPEED | Equipment |  | Sat | 2014-01-01 | 2014-12-31 | Constant | Hr 1: 0
SmallHotel_Corridor_EQUIP_2013_SPEED | Equipment |  | Wkdy ¦ Default | 2014-01-01 | 2014-12-31 | Constant | Hr 1: 0
SmallHotel_Corridor_INFIL_SPEED | Infiltration |  | WntrDsn | 2014-01-01 | 2014-12-31 | Constant | bar: Hr 1
SmallHotel_Corridor_INFIL_SPEED | Infiltration |  | SmrDsn | 2014-01-01 | 2014-12-31 | Constant | bar: Hr 1
SmallHotel_Corridor_INFIL_SPEED | Infiltration |  | Sun | 2014-01-01 | 2014-12-31 | Constant | bar: Hr 1
SmallHotel_Corridor_INFIL_SPEED | Infiltration |  | Sat | 2014-01-01 | 2014-12-31 | Constant | bar: Hr 1
SmallHotel_Corridor_INFIL_SPEED | Infiltration |  | Wkdy ¦ Default | 2014-01-01 | 2014-12-31 | Constant | bar: Hr 1
SmallHotel_Corridor_ACTIVITY_SPEED | Activity | W | WntrDsn | 2014-01-01 | 2014-12-31 | Constant | Hr 1: 120
SmallHotel_Corridor_ACTIVITY_SPEED | Activity | W | SmrDsn | 2014-01-01 | 2014-12-31 | Constant | Hr 1: 120
SmallHotel_Corridor_ACTIVITY_SPEED | Activity | W | Sun | 2014-01-01 | 2014-12-31 | Constant | Hr 1: 120
SmallHotel_Corridor_ACTIVITY_SPEED | Activity | W | Sat | 2014-01-01 | 2014-12-31 | Constant | Hr 1: 120
SmallHotel_Corridor_ACTIVITY_SPEED | Activity | W | Wkdy ¦ Default | 2014-01-01 | 2014-12-31 | Constant | Hr 1: 120
SmallHotel_Corridor_OA_SPEED | OA Air |  | WntrDsn | 2014-01-01 | 2014-12-31 | Constant | bar: Hr 1
SmallHotel_Corridor_OA_SPEED | OA Air |  | SmrDsn | 2014-01-01 | 2014-12-31 | Constant | bar: Hr 1
SmallHotel_Corridor_OA_SPEED | OA Air |  | Sun | 2014-01-01 | 2014-12-31 | Constant | bar: Hr 1
SmallHotel_Corridor_OA_SPEED | OA Air |  | Sat | 2014-01-01 | 2014-12-31 | Constant | bar: Hr 1
SmallHotel_Corridor_OA_SPEED | OA Air |  | Wkdy ¦ Default | 2014-01-01 | 2014-12-31 | Constant | bar: Hr 1
SmallHotel_Exercise_CLGSETP_SPEED | Thermostat Setpoint | C | WntrDsn | 2014-01-01 | 2014-12-31 | Constant | Hr 1: 23.9
SmallHotel_Exercise_CLGSETP_SPEED | Thermostat Setpoint | C | SmrDsn | 2014-01-01 | 2014-12-31 | Constant | Hr 1: 23.9
SmallHotel_Exercise_CLGSETP_SPEED | Thermostat Setpoint | C | Sun | 2014-01-01 | 2014-12-31 | Hourly | 25.6 | 25.6 | 25.6 | 25.6 | 25.6 | 25.6 | 23.9 | 23.9 | 23.9 | 23.9 | 23.9 | 23.9 | 23.9 | 23.9 | 23.9 | 23.9 | 23.9 | 23.9 | 23.9 | 23.9 | 23.9 | 23.9 | 23.9 | 25.6
SmallHotel_Exercise_CLGSETP_SPEED | Thermostat Setpoint | C | Sat | 2014-01-01 | 2014-12-31 | Hourly | 25.6 | 25.6 | 25.6 | 25.6 | 25.6 | 25.6 | 23.9 | 23.9 | 23.9 | 23.9 | 23.9 | 23.9 | 23.9 | 23.9 | 23.9 | 23.9 | 23.9 | 23.9 | 23.9 | 23.9 | 23.9 | 23.9 | 23.9 | 25.6
SmallHotel_Exercise_CLGSETP_SPEED | Thermostat Setpoint | C | Wkdy ¦ Default | 2014-01-01 | 2014-12-31 | Hourly | 25.6 | 25.6 | 25.6 | 25.6 | 25.6 | 25.6 | 23.9 | 23.9 | 23.9 | 23.9 | 23.9 | 23.9 | 23.9 | 23.9 | 23.9 | 23.9 | 23.9 | 23.9 | 23.9 | 23.9 | 23.9 | 23.9 | 23.9 | 25.6
SmallHotel_Exercise_HTGSETP_SPEED | Thermostat Setpoint | C | WntrDsn | 2014-01-01 | 2014-12-31 | Constant | Hr 1: 21.1
SmallHotel_Exercise_HTGSETP_SPEED | Thermostat Setpoint | C | SmrDsn | 2014-01-01 | 2014-12-31 | Constant | Hr 1: 21.1
SmallHotel_Exercise_HTGSETP_SPEED | Thermostat Setpoint | C | Sun | 2014-01-01 | 2014-12-31 | Hourly | 19.4 | 19.4 | 19.4 | 19.4 | 19.4 | 19.4 | 21.1 | 21.1 | 21.1 | 21.1 | 21.1 | 21.1 | 21.1 | 21.1 | 21.1 | 21.1 | 21.1 | 21.1 | 21.1 | 21.1 | 21.1 | 21.1 | 21.1 | 19.4
SmallHotel_Exercise_HTGSETP_SPEED | Thermostat Setpoint | C | Sat | 2014-01-01 | 2014-12-31 | Hourly | 19.4 | 19.4 | 19.4 | 19.4 | 19.4 | 19.4 | 21.1 | 21.1 | 21.1 | 21.1 | 21.1 | 21.1 | 21.1 | 21.1 | 21.1 | 21.1 | 21.1 | 21.1 | 21.1 | 21.1 | 21.1 | 21.1 | 21.1 | 19.4
SmallHotel_Exercise_HTGSETP_SPEED | Thermostat Setpoint | C | Wkdy ¦ Default | 2014-01-01 | 2014-12-31 | Hourly | 19.4 | 19.4 | 19.4 | 19.4 | 19.4 | 19.4 | 21.1 | 21.1 | 21.1 | 21.1 | 21.1 | 21.1 | 21.1 | 21.1 | 21.1 | 21.1 | 21.1 | 21.1 | 21.1 | 21.1 | 21.1 | 21.1 | 21.1 | 19.4
SmallHotel_Exercise_OCC_SPEED | Occupancy |  | WntrDsn | 2014-01-01 | 2014-12-31 | Constant | Hr 1: 0
SmallHotel_Exercise_OCC_SPEED | Occupancy |  | SmrDsn | 2014-01-01 | 2014-12-31 | Constant | bar: Hr 1
SmallHotel_Exercise_OCC_SPEED | Occupancy |  | Sun | 2014-01-01 | 2014-12-31 | Hourly | 0 | 0 | 0 | 0 | 0 | 0 | 0.5 | 1 | 1 | 1 | 1 | 0.5 | 0 | 1 | 1 | 1 | 1 | 1 | 1 | 1 | 1 | 1 | 0.5 | 0
SmallHotel_Exercise_OCC_SPEED | Occupancy |  | Sat | 2014-01-01 | 2014-12-31 | Hourly | 0 | 0 | 0 | 0 | 0 | 0 | 0.5 | 1 | 1 | 1 | 1 | 0.5 | 0 | 1 | 1 | 1 | 1 | 1 | 1 | 1 | 1 | 1 | 0.5 | 0
SmallHotel_Exercise_OCC_SPEED | Occupancy |  | Wkdy ¦ Default | 2014-01-01 | 2014-12-31 | Hourly | 0 | 0 | 0 | 0 | 0 | 0 | 0.5 | 1 | 1 | 1 | 1 | 0.5 | 0 | 1 | 1 | 1 | 1 | 1 | 1 | 1 | 1 | 1 | 0.5 | 0
SmallHotel_Exercise_LIGHT_2007_SPEED | Lighting |  | WntrDsn | 2014-01-01 | 2014-12-31 | Constant | Hr 1: 0
SmallHotel_Exercise_LIGHT_2007_SPEED | Lighting |  | SmrDsn | 2014-01-01 | 2014-12-31 | Constant | bar: Hr 1
SmallHotel_Exercise_LIGHT_2007_SPEED | Lighting |  | Sun | 2014-01-01 | 2014-12-31 | Hourly | 0 | 0 | 0 | 0 | 0 | 0 | 0.5 | 1 | 1 | 1 | 1 | 1 | 1 | 1 | 1 | 1 | 1 | 1 | 1 | 1 | 1 | 1 | 0.5 | 0
SmallHotel_Exercise_LIGHT_2007_SPEED | Lighting |  | Sat | 2014-01-01 | 2014-12-31 | Hourly | 0 | 0 | 0 | 0 | 0 | 0 | 0.5 | 1 | 1 | 1 | 1 | 1 | 1 | 1 | 1 | 1 | 1 | 1 | 1 | 1 | 1 | 1 | 0.5 | 0
SmallHotel_Exercise_LIGHT_2007_SPEED | Lighting |  | Wkdy ¦ Default | 2014-01-01 | 2014-12-31 | Hourly | 0 | 0 | 0 | 0 | 0 | 0 | 0.5 | 1 | 1 | 1 | 1 | 1 | 1 | 1 | 1 | 1 | 1 | 1 | 1 | 1 | 1 | 1 | 0.5 | 0
SmallHotel_Exercise_EQUIP_2007_SPEED | Equipment |  | WntrDsn | 2014-01-01 | 2014-12-31 | Constant | Hr 1: 0
SmallHotel_Exercise_EQUIP_2007_SPEED | Equipment |  | SmrDsn | 2014-01-01 | 2014-12-31 | Constant | bar: Hr 1
SmallHotel_Exercise_EQUIP_2007_SPEED | Equipment |  | Sun | 2014-01-01 | 2014-12-31 | Hourly | 0 | 0 | 0 | 0 | 0 | 0 | 0.5 | 1 | 1 | 0.5 | 0.5 | 0.5 | 0 | 0.5 | 0.5 | 0.5 | 1 | 0.5 | 0.5 | 1 | 1 | 0.5 | 0.5 | 0
SmallHotel_Exercise_EQUIP_2007_SPEED | Equipment |  | Sat | 2014-01-01 | 2014-12-31 | Hourly | 0 | 0 | 0 | 0 | 0 | 0 | 0.5 | 1 | 1 | 0.5 | 0.5 | 0.5 | 0 | 0.5 | 0.5 | 0.5 | 1 | 0.5 | 0.5 | 1 | 1 | 0.5 | 0.5 | 0
SmallHotel_Exercise_EQUIP_2007_SPEED | Equipment |  | Wkdy ¦ Default | 2014-01-01 | 2014-12-31 | Hourly | 0 | 0 | 0 | 0 | 0 | 0 | 0.5 | 1 | 1 | 0.5 | 0.5 | 0.5 | 0 | 0.5 | 0.5 | 0.5 | 1 | 0.5 | 0.5 | 1 | 1 | 0.5 | 0.5 | 0
SmallHotel_Exercise_LIGHT_2010_SPEED | Lighting |  | WntrDsn | 2014-01-01 | 2014-12-31 | Constant | Hr 1: 0
SmallHotel_Exercise_LIGHT_2010_SPEED | Lighting |  | SmrDsn | 2014-01-01 | 2014-12-31 | Constant | bar: Hr 1
SmallHotel_Exercise_LIGHT_2010_SPEED | Lighting |  | Sun | 2014-01-01 | 2014-12-31 | Hourly | 0 | 0 | 0 | 0 | 0 | 0 | 0.5 | 1 | 1 | 1 | 1 | 1 | 1 | 1 | 1 | 1 | 1 | 1 | 1 | 1 | 1 | 1 | 0.5 | 0
SmallHotel_Exercise_LIGHT_2010_SPEED | Lighting |  | Sat | 2014-01-01 | 2014-12-31 | Hourly | 0 | 0 | 0 | 0 | 0 | 0 | 0.5 | 1 | 1 | 1 | 1 | 1 | 1 | 1 | 1 | 1 | 1 | 1 | 1 | 1 | 1 | 1 | 0.5 | 0
SmallHotel_Exercise_LIGHT_2010_SPEED | Lighting |  | Wkdy ¦ Default | 2014-01-01 | 2014-12-31 | Hourly | 0 | 0 | 0 | 0 | 0 | 0 | 0.5 | 1 | 1 | 1 | 1 | 1 | 1 | 1 | 1 | 1 | 1 | 1 | 1 | 1 | 1 | 1 | 0.5 | 0
SmallHotel_Exercise_EQUIP_2010_SPEED | Equipment |  | WntrDsn | 2014-01-01 | 2014-12-31 | Constant | Hr 1: 0
SmallHotel_Exercise_EQUIP_2010_SPEED | Equipment |  | SmrDsn | 2014-01-01 | 2014-12-31 | Constant | bar: Hr 1
SmallHotel_Exercise_EQUIP_2010_SPEED | Equipment |  | Sun | 2014-01-01 | 2014-12-31 | Hourly | 0 | 0 | 0 | 0 | 0 | 0 | 0.5 | 1 | 1 | 0.5 | 0.5 | 0.5 | 0 | 0.5 | 0.5 | 0.5 | 1 | 0.5 | 0.5 | 1 | 1 | 0.5 | 0.5 | 0
SmallHotel_Exercise_EQUIP_2010_SPEED | Equipment |  | Sat | 2014-01-01 | 2014-12-31 | Hourly | 0 | 0 | 0 | 0 | 0 | 0 | 0.5 | 1 | 1 | 0.5 | 0.5 | 0.5 | 0 | 0.5 | 0.5 | 0.5 | 1 | 0.5 | 0.5 | 1 | 1 | 0.5 | 0.5 | 0
SmallHotel_Exercise_EQUIP_2010_SPEED | Equipment |  | Wkdy ¦ Default | 2014-01-01 | 2014-12-31 | Hourly | 0 | 0 | 0 | 0 | 0 | 0 | 0.5 | 1 | 1 | 0.5 | 0.5 | 0.5 | 0 | 0.5 | 0.5 | 0.5 | 1 | 0.5 | 0.5 | 1 | 1 | 0.5 | 0.5 | 0
SmallHotel_Exercise_LIGHT_2013_SPEED | Lighting |  | WntrDsn | 2014-01-01 | 2014-12-31 | Constant | Hr 1: 0
SmallHotel_Exercise_LIGHT_2013_SPEED | Lighting |  | SmrDsn | 2014-01-01 | 2014-12-31 | Constant | bar: Hr 1
SmallHotel_Exercise_LIGHT_2013_SPEED | Lighting |  | Sun | 2014-01-01 | 2014-12-31 | Hourly | 0 | 0 | 0 | 0 | 0 | 0 | 0.5 | 1 | 1 | 1 | 1 | 1 | 1 | 1 | 1 | 1 | 1 | 1 | 1 | 1 | 1 | 1 | 0.5 | 0
SmallHotel_Exercise_LIGHT_2013_SPEED | Lighting |  | Sat | 2014-01-01 | 2014-12-31 | Hourly | 0 | 0 | 0 | 0 | 0 | 0 | 0.5 | 1 | 1 | 1 | 1 | 1 | 1 | 1 | 1 | 1 | 1 | 1 | 1 | 1 | 1 | 1 | 0.5 | 0
SmallHotel_Exercise_LIGHT_2013_SPEED | Lighting |  | Wkdy ¦ Default | 2014-01-01 | 2014-12-31 | Hourly | 0 | 0 | 0 | 0 | 0 | 0 | 0.5 | 1 | 1 | 1 | 1 | 1 | 1 | 1 | 1 | 1 | 1 | 1 | 1 | 1 | 1 | 1 | 0.5 | 0
SmallHotel_Exercise_EQUIP_2013_SPEED | Equipment |  | WntrDsn | 2014-01-01 | 2014-12-31 | Constant | Hr 1: 0
SmallHotel_Exercise_EQUIP_2013_SPEED | Equipment |  | SmrDsn | 2014-01-01 | 2014-12-31 | Constant | bar: Hr 1
SmallHotel_Exercise_EQUIP_2013_SPEED | Equipment |  | Sun | 2014-01-01 | 2014-12-31 | Hourly | 0 | 0 | 0 | 0 | 0 | 0 | 0.5 | 1 | 1 | 0.5 | 0.5 | 0.5 | 0 | 0.5 | 0.5 | 0.5 | 1 | 0.5 | 0.5 | 1 | 1 | 0.5 | 0.5 | 0
SmallHotel_Exercise_EQUIP_2013_SPEED | Equipment |  | Sat | 2014-01-01 | 2014-12-31 | Hourly | 0 | 0 | 0 | 0 | 0 | 0 | 0.5 | 1 | 1 | 0.5 | 0.5 | 0.5 | 0 | 0.5 | 0.5 | 0.5 | 1 | 0.5 | 0.5 | 1 | 1 | 0.5 | 0.5 | 0
SmallHotel_Exercise_EQUIP_2013_SPEED | Equipment |  | Wkdy ¦ Default | 2014-01-01 | 2014-12-31 | Hourly | 0 | 0 | 0 | 0 | 0 | 0 | 0.5 | 1 | 1 | 0.5 | 0.5 | 0.5 | 0 | 0.5 | 0.5 | 0.5 | 1 | 0.5 | 0.5 | 1 | 1 | 0.5 | 0.5 | 0
SmallHotel_Exercise_INFIL_SPEED | Infiltration |  | WntrDsn | 2014-01-01 | 2014-12-31 | Constant | bar: Hr 1
SmallHotel_Exercise_INFIL_SPEED | Infiltration |  | SmrDsn | 2014-01-01 | 2014-12-31 | Constant | bar: Hr 1
SmallHotel_Exercise_INFIL_SPEED | Infiltration |  | Sun | 2014-01-01 | 2014-12-31 | Constant | Hr 1: 0.5
SmallHotel_Exercise_INFIL_SPEED | Infiltration |  | Sat | 2014-01-01 | 2014-12-31 | Constant | Hr 1: 0.5
SmallHotel_Exercise_INFIL_SPEED | Infiltration |  | Wkdy ¦ Default | 2014-01-01 | 2014-12-31 | Constant | Hr 1: 0.5
SmallHotel_Exercise_ACTIVITY_SPEED | Activity | W | WntrDsn | 2014-01-01 | 2014-12-31 | Constant | Hr 1: 120
SmallHotel_Exercise_ACTIVITY_SPEED | Activity | W | SmrDsn | 2014-01-01 | 2014-12-31 | Constant | Hr 1: 120
SmallHotel_Exercise_ACTIVITY_SPEED | Activity | W | Sun | 2014-01-01 | 2014-12-31 | Constant | Hr 1: 120
SmallHotel_Exercise_ACTIVITY_SPEED | Activity | W | Sat | 2014-01-01 | 2014-12-31 | Constant | Hr 1: 120
SmallHotel_Exercise_ACTIVITY_SPEED | Activity | W | Wkdy ¦ Default | 2014-01-01 | 2014-12-31 | Constant | Hr 1: 120
SmallHotel_Exercise_OA_SPEED | OA Air |  | WntrDsn | 2014-01-01 | 2014-12-31 | Constant | bar: Hr 1
SmallHotel_Exercise_OA_SPEED | OA Air |  | SmrDsn | 2014-01-01 | 2014-12-31 | Constant | bar: Hr 1
SmallHotel_Exercise_OA_SPEED | OA Air |  | Sun | 2014-01-01 | 2014-12-31 | Hourly | 0 | 0 | 0 | 0 | 0 | 0 | 1 | 1 | 1 | 1 | 1 | 1 | 1 | 1 | 1 | 1 | 1 | 1 | 1 | 1 | 1 | 1 | 1 | 0
SmallHotel_Exercise_OA_SPEED | OA Air |  | Sat | 2014-01-01 | 2014-12-31 | Hourly | 0 | 0 | 0 | 0 | 0 | 0 | 1 | 1 | 1 | 1 | 1 | 1 | 1 | 1 | 1 | 1 | 1 | 1 | 1 | 1 | 1 | 1 | 1 | 0
SmallHotel_Exercise_OA_SPEED | OA Air |  | Wkdy ¦ Default | 2014-01-01 | 2014-12-31 | Hourly | 0 | 0 | 0 | 0 | 0 | 0 | 1 | 1 | 1 | 1 | 1 | 1 | 1 | 1 | 1 | 1 | 1 | 1 | 1 | 1 | 1 | 1 | 1 | 0
SmallHotel_GuestRoomOcc_CLGSETP_SPEED | Thermostat Setpoint | C | WntrDsn | 2014-01-01 | 2014-12-31 | Constant | Hr 1: 23.9
SmallHotel_GuestRoomOcc_CLGSETP_SPEED | Thermostat Setpoint | C | SmrDsn | 2014-01-01 | 2014-12-31 | Constant | Hr 1: 23.9
SmallHotel_GuestRoomOcc_CLGSETP_SPEED | Thermostat Setpoint | C | Sun | 2014-01-01 | 2014-12-31 | Constant | Hr 1: 23.9
SmallHotel_GuestRoomOcc_CLGSETP_SPEED | Thermostat Setpoint | C | Sat | 2014-01-01 | 2014-12-31 | Constant | Hr 1: 23.9
SmallHotel_GuestRoomOcc_CLGSETP_SPEED | Thermostat Setpoint | C | Wkdy ¦ Default | 2014-01-01 | 2014-12-31 | Constant | Hr 1: 23.9
SmallHotel_GuestRoomOcc_HTGSETP_SPEED | Thermostat Setpoint | C | WntrDsn | 2014-01-01 | 2014-12-31 | Constant | Hr 1: 21.1
SmallHotel_GuestRoomOcc_HTGSETP_SPEED | Thermostat Setpoint | C | SmrDsn | 2014-01-01 | 2014-12-31 | Constant | Hr 1: 21.1
SmallHotel_GuestRoomOcc_HTGSETP_SPEED | Thermostat Setpoint | C | Sun | 2014-01-01 | 2014-12-31 | Constant | Hr 1: 21.1
SmallHotel_GuestRoomOcc_HTGSETP_SPEED | Thermostat Setpoint | C | Sat | 2014-01-01 | 2014-12-31 | Constant | Hr 1: 21.1
SmallHotel_GuestRoomOcc_HTGSETP_SPEED | Thermostat Setpoint | C | Wkdy ¦ Default | 2014-01-01 | 2014-12-31 | Constant | Hr 1: 21.1
SmallHotel_GuestRoomOcc_OCC_SPEED | Occupancy |  | WntrDsn | 2014-01-01 | 2014-12-31 | Constant | Hr 1: 0
SmallHotel_GuestRoomOcc_OCC_SPEED | Occupancy |  | SmrDsn | 2014-01-01 | 2014-12-31 | Constant | bar: Hr 1
SmallHotel_GuestRoomOcc_OCC_SPEED | Occupancy |  | Sun | 2014-01-01 | 2014-12-31 | Hourly | 1 | 1 | 1 | 1 | 1 | 1 | 0.77 | 0.53 | 0.53 | 0.3 | 0.3 | 0.3 | 0.3 | 0.3 | 0.3 | 0.3 | 0.3 | 0.53 | 0.54 | 0.65 | 0.65 | 0.77 | 0.77 | 0.77
SmallHotel_GuestRoomOcc_OCC_SPEED | Occupancy |  | Sat | 2014-01-01 | 2014-12-31 | Hourly | 1 | 1 | 1 | 1 | 1 | 1 | 0.77 | 0.53 | 0.53 | 0.3 | 0.3 | 0.3 | 0.3 | 0.3 | 0.3 | 0.3 | 0.3 | 0.53 | 0.54 | 0.65 | 0.65 | 0.77 | 0.77 | 0.77
SmallHotel_GuestRoomOcc_OCC_SPEED | Occupancy |  | Wkdy ¦ Default | 2014-01-01 | 2014-12-31 | Hourly | 1 | 1 | 1 | 1 | 1 | 1 | 0.77 | 0.43 | 0.43 | 0.2 | 0.2 | 0.2 | 0.2 | 0.2 | 0.2 | 0.31 | 0.54 | 0.54 | 0.54 | 0.77 | 0.77 | 0.89 | 1 | 1
SmallHotel_GuestRoomOcc_LIGHT_2007_SPEED | Lighting |  | WntrDsn | 2014-01-01 | 2014-12-31 | Constant | Hr 1: 0
SmallHotel_GuestRoomOcc_LIGHT_2007_SPEED | Lighting |  | SmrDsn | 2014-01-01 | 2014-12-31 | Constant | bar: Hr 1
SmallHotel_GuestRoomOcc_LIGHT_2007_SPEED | Lighting |  | Sun | 2014-01-01 | 2014-12-31 | Hourly | 0.22 | 0.17 | 0.11 | 0.11 | 0.11 | 0.22 | 0.44 | 0.56 | 0.44 | 0.44 | 0.28 | 0.28 | 0.28 | 0.28 | 0.28 | 0.28 | 0.28 | 0.28 | 0.67 | 0.89 | 1 | 0.89 | 0.67 | 0.33
SmallHotel_GuestRoomOcc_LIGHT_2007_SPEED | Lighting |  | Sat | 2014-01-01 | 2014-12-31 | Hourly | 0.22 | 0.17 | 0.11 | 0.11 | 0.11 | 0.22 | 0.44 | 0.56 | 0.44 | 0.44 | 0.28 | 0.28 | 0.28 | 0.28 | 0.28 | 0.28 | 0.28 | 0.28 | 0.67 | 0.89 | 1 | 0.89 | 0.67 | 0.33
SmallHotel_GuestRoomOcc_LIGHT_2007_SPEED | Lighting |  | Wkdy ¦ Default | 2014-01-01 | 2014-12-31 | Hourly | 0.26 | 0.26 | 0.11 | 0.11 | 0.11 | 0.11 | 0.41 | 0.41 | 0.56 | 0.56 | 0.41 | 0.33 | 0.33 | 0.33 | 0.33 | 0.33 | 0.33 | 0.33 | 0.85 | 1 | 1 | 1 | 0.85 | 0.41
SmallHotel_GuestRoomOcc_EQUIP_2007_SPEED | Equipment |  | WntrDsn | 2014-01-01 | 2014-12-31 | Constant | Hr 1: 0
SmallHotel_GuestRoomOcc_EQUIP_2007_SPEED | Equipment |  | SmrDsn | 2014-01-01 | 2014-12-31 | Constant | bar: Hr 1
SmallHotel_GuestRoomOcc_EQUIP_2007_SPEED | Equipment |  | Sun | 2014-01-01 | 2014-12-31 | Hourly | 0.11 | 0.11 | 0.11 | 0.11 | 0.11 | 0.11 | 0.3 | 0.62 | 0.9 | 0.62 | 0.29 | 0.29 | 0.29 | 0.29 | 0.29 | 0.29 | 0.29 | 0.43 | 0.51 | 0.49 | 0.66 | 0.7 | 0.35 | 0.11
SmallHotel_GuestRoomOcc_EQUIP_2007_SPEED | Equipment |  | Sat | 2014-01-01 | 2014-12-31 | Hourly | 0.11 | 0.11 | 0.11 | 0.11 | 0.11 | 0.11 | 0.3 | 0.62 | 0.9 | 0.62 | 0.29 | 0.29 | 0.29 | 0.29 | 0.29 | 0.29 | 0.29 | 0.43 | 0.51 | 0.49 | 0.66 | 0.7 | 0.35 | 0.11
SmallHotel_GuestRoomOcc_EQUIP_2007_SPEED | Equipment |  | Wkdy ¦ Default | 2014-01-01 | 2014-12-31 | Hourly | 0.11 | 0.11 | 0.11 | 0.11 | 0.11 | 0.11 | 0.62 | 0.9 | 0.43 | 0.43 | 0.26 | 0.26 | 0.26 | 0.26 | 0.26 | 0.26 | 0.26 | 0.51 | 0.51 | 0.49 | 0.66 | 0.7 | 0.35 | 0.11
SmallHotel_GuestRoomOcc_LIGHT_2010_SPEED | Lighting |  | WntrDsn | 2014-01-01 | 2014-12-31 | Constant | Hr 1: 0
SmallHotel_GuestRoomOcc_LIGHT_2010_SPEED | Lighting |  | SmrDsn | 2014-01-01 | 2014-12-31 | Constant | bar: Hr 1
SmallHotel_GuestRoomOcc_LIGHT_2010_SPEED | Lighting |  | Sun | 2014-01-01 | 2014-12-31 | Hourly | 0.2197 | 0.2197 | 0.0945 | 0.0945 | 0.0945 | 0.0945 | 0.3852 | 0.3852 | 0.5259 | 0.44427 | 0.30216 | 0.2432 | 0.2432 | 0.2432 | 0.2432 | 0.2432 | 0.2432 | 0.25327 | 0.7973 | 0.939 | 0.939 | 0.939 | 0.7973 | 0.3852
SmallHotel_GuestRoomOcc_LIGHT_2010_SPEED | Lighting |  | Sat | 2014-01-01 | 2014-12-31 | Hourly | 0.2197 | 0.2197 | 0.0945 | 0.0945 | 0.0945 | 0.0945 | 0.3852 | 0.3852 | 0.5259 | 0.44427 | 0.30216 | 0.2432 | 0.2432 | 0.2432 | 0.2432 | 0.2432 | 0.2432 | 0.25327 | 0.7973 | 0.939 | 0.939 | 0.939 | 0.7973 | 0.3852
SmallHotel_GuestRoomOcc_LIGHT_2010_SPEED | Lighting |  | Wkdy ¦ Default | 2014-01-01 | 2014-12-31 | Hourly | 0.1859 | 0.1452 | 0.0945 | 0.0945 | 0.0945 | 0.1859 | 0.4121 | 0.5259 | 0.4121 | 0.4121 | 0.2087 | 0.2087 | 0.2087 | 0.2087 | 0.2087 | 0.2087 | 0.21304 | 0.2149 | 0.6297 | 0.8342 | 0.938 | 0.8342 | 0.6297 | 0.3083
SmallHotel_GuestRoomOcc_EQUIP_2010_SPEED | Equipment |  | WntrDsn | 2014-01-01 | 2014-12-31 | Constant | Hr 1: 0
SmallHotel_GuestRoomOcc_EQUIP_2010_SPEED | Equipment |  | SmrDsn | 2014-01-01 | 2014-12-31 | Constant | bar: Hr 1
SmallHotel_GuestRoomOcc_EQUIP_2010_SPEED | Equipment |  | Sun | 2014-01-01 | 2014-12-31 | Hourly | 0.11 | 0.11 | 0.11 | 0.11 | 0.11 | 0.11 | 0.3 | 0.62 | 0.9 | 0.62 | 0.29 | 0.29 | 0.29 | 0.29 | 0.29 | 0.29 | 0.29 | 0.43 | 0.51 | 0.49 | 0.66 | 0.7 | 0.35 | 0.11
SmallHotel_GuestRoomOcc_EQUIP_2010_SPEED | Equipment |  | Sat | 2014-01-01 | 2014-12-31 | Hourly | 0.11 | 0.11 | 0.11 | 0.11 | 0.11 | 0.11 | 0.3 | 0.62 | 0.9 | 0.62 | 0.29 | 0.29 | 0.29 | 0.29 | 0.29 | 0.29 | 0.29 | 0.43 | 0.51 | 0.49 | 0.66 | 0.7 | 0.35 | 0.11
SmallHotel_GuestRoomOcc_EQUIP_2010_SPEED | Equipment |  | Wkdy ¦ Default | 2014-01-01 | 2014-12-31 | Hourly | 0.11 | 0.11 | 0.11 | 0.11 | 0.11 | 0.11 | 0.62 | 0.9 | 0.43 | 0.43 | 0.26 | 0.26 | 0.26 | 0.26 | 0.26 | 0.26 | 0.26 | 0.51 | 0.51 | 0.49 | 0.66 | 0.7 | 0.35 | 0.11
SmallHotel_GuestRoomOcc_LIGHT_2013_SPEED | Lighting |  | WntrDsn | 2014-01-01 | 2014-12-31 | Constant | Hr 1: 0
SmallHotel_GuestRoomOcc_LIGHT_2013_SPEED | Lighting |  | SmrDsn | 2014-01-01 | 2014-12-31 | Constant | bar: Hr 1
SmallHotel_GuestRoomOcc_LIGHT_2013_SPEED | Lighting |  | Sun | 2014-01-01 | 2014-12-31 | Hourly | 0.13 | 0.13 | 0.06 | 0.06 | 0.06 | 0.06 | 0.33 | 0.33 | 0.45 | 0.18667 | 0.062121 | 0.05 | 0.05 | 0.05 | 0.05 | 0.05 | 0.05 | 0.0825 | 0.68 | 0.8 | 0.8 | 0.8 | 0.68 | 0.33
SmallHotel_GuestRoomOcc_LIGHT_2013_SPEED | Lighting |  | Sat | 2014-01-01 | 2014-12-31 | Hourly | 0.13 | 0.13 | 0.06 | 0.06 | 0.06 | 0.06 | 0.33 | 0.33 | 0.45 | 0.18667 | 0.062121 | 0.05 | 0.05 | 0.05 | 0.05 | 0.05 | 0.05 | 0.0825 | 0.68 | 0.8 | 0.8 | 0.8 | 0.68 | 0.33
SmallHotel_GuestRoomOcc_LIGHT_2013_SPEED | Lighting |  | Wkdy ¦ Default | 2014-01-01 | 2014-12-31 | Hourly | 0.11 | 0.09 | 0.06 | 0.06 | 0.06 | 0.11 | 0.35 | 0.45 | 0.45 | 0.35 | 0.35 | 0.35 | 0.35 | 0.35 | 0.35 | 0.05 | 0.064 | 0.07 | 0.54 | 0.71 | 0.8 | 0.71 | 0.54 | 0.26
SmallHotel_GuestRoomOcc_EQUIP_2013_SPEED | Equipment |  | WntrDsn | 2014-01-01 | 2014-12-31 | Constant | Hr 1: 0
SmallHotel_GuestRoomOcc_EQUIP_2013_SPEED | Equipment |  | SmrDsn | 2014-01-01 | 2014-12-31 | Constant | bar: Hr 1
SmallHotel_GuestRoomOcc_EQUIP_2013_SPEED | Equipment |  | Sun | 2014-01-01 | 2014-12-31 | Hourly | 0.09 | 0.09 | 0.09 | 0.09 | 0.09 | 0.09 | 0.3 | 0.62 | 0.9 | 0.62 | 0.13 | 0.13 | 0.13 | 0.13 | 0.13 | 0.13 | 0.21 | 0.4 | 0.48 | 0.46 | 0.62 | 0.69 | 0.34 | 0.09
SmallHotel_GuestRoomOcc_EQUIP_2013_SPEED | Equipment |  | Sat | 2014-01-01 | 2014-12-31 | Hourly | 0.09 | 0.09 | 0.09 | 0.09 | 0.09 | 0.09 | 0.3 | 0.62 | 0.9 | 0.62 | 0.13 | 0.13 | 0.13 | 0.13 | 0.13 | 0.13 | 0.21 | 0.4 | 0.48 | 0.46 | 0.62 | 0.69 | 0.34 | 0.09
SmallHotel_GuestRoomOcc_EQUIP_2013_SPEED | Equipment |  | Wkdy ¦ Default | 2014-01-01 | 2014-12-31 | Hourly | 0.09 | 0.09 | 0.09 | 0.09 | 0.09 | 0.09 | 0.62 | 0.9 | 0.43 | 0.43 | 0.12 | 0.12 | 0.12 | 0.12 | 0.12 | 0.12 | 0.19 | 0.48 | 0.48 | 0.46 | 0.62 | 0.69 | 0.34 | 0.09
SmallHotel_GuestRoomOcc_INFIL_SPEED | Infiltration |  | WntrDsn | 2014-01-01 | 2014-12-31 | Constant | bar: Hr 1
SmallHotel_GuestRoomOcc_INFIL_SPEED | Infiltration |  | SmrDsn | 2014-01-01 | 2014-12-31 | Constant | bar: Hr 1
SmallHotel_GuestRoomOcc_INFIL_SPEED | Infiltration |  | Sun | 2014-01-01 | 2014-12-31 | Constant | Hr 1: 0.5
SmallHotel_GuestRoomOcc_INFIL_SPEED | Infiltration |  | Sat | 2014-01-01 | 2014-12-31 | Constant | Hr 1: 0.5
SmallHotel_GuestRoomOcc_INFIL_SPEED | Infiltration |  | Wkdy ¦ Default | 2014-01-01 | 2014-12-31 | Constant | Hr 1: 0.5
SmallHotel_GuestRoomOcc_ACTIVITY_SPEED | Activity | W | WntrDsn | 2014-01-01 | 2014-12-31 | Constant | Hr 1: 120
SmallHotel_GuestRoomOcc_ACTIVITY_SPEED | Activity | W | SmrDsn | 2014-01-01 | 2014-12-31 | Constant | Hr 1: 120
SmallHotel_GuestRoomOcc_ACTIVITY_SPEED | Activity | W | Sun | 2014-01-01 | 2014-12-31 | Constant | Hr 1: 120
SmallHotel_GuestRoomOcc_ACTIVITY_SPEED | Activity | W | Sat | 2014-01-01 | 2014-12-31 | Constant | Hr 1: 120
SmallHotel_GuestRoomOcc_ACTIVITY_SPEED | Activity | W | Wkdy ¦ Default | 2014-01-01 | 2014-12-31 | Constant | Hr 1: 120
SmallHotel_GuestRoomOcc_OA_SPEED | OA Air |  | WntrDsn | 2014-01-01 | 2014-12-31 | Constant | bar: Hr 1
SmallHotel_GuestRoomOcc_OA_SPEED | OA Air |  | SmrDsn | 2014-01-01 | 2014-12-31 | Constant | bar: Hr 1
SmallHotel_GuestRoomOcc_OA_SPEED | OA Air |  | Sun | 2014-01-01 | 2014-12-31 | Constant | bar: Hr 1
SmallHotel_GuestRoomOcc_OA_SPEED | OA Air |  | Sat | 2014-01-01 | 2014-12-31 | Constant | bar: Hr 1
SmallHotel_GuestRoomOcc_OA_SPEED | OA Air |  | Wkdy ¦ Default | 2014-01-01 | 2014-12-31 | Constant | bar: Hr 1
SmallHotel_Laundry_CLGSETP_SPEED | Thermostat Setpoint | C | WntrDsn | 2014-01-01 | 2014-12-31 | Constant | Hr 1: 23.9
SmallHotel_Laundry_CLGSETP_SPEED | Thermostat Setpoint | C | SmrDsn | 2014-01-01 | 2014-12-31 | Constant | Hr 1: 23.9
SmallHotel_Laundry_CLGSETP_SPEED | Thermostat Setpoint | C | Sun | 2014-01-01 | 2014-12-31 | Hourly | 25.6 | 25.6 | 25.6 | 25.6 | 25.6 | 25.6 | 25.6 | 25.6 | 23.9 | 23.9 | 23.9 | 23.9 | 23.9 | 23.9 | 23.9 | 23.9 | 23.9 | 25.6 | 25.6 | 25.6 | 25.6 | 25.6 | 25.6 | 25.6
SmallHotel_Laundry_CLGSETP_SPEED | Thermostat Setpoint | C | Sat | 2014-01-01 | 2014-12-31 | Hourly | 25.6 | 25.6 | 25.6 | 25.6 | 25.6 | 25.6 | 25.6 | 25.6 | 23.9 | 23.9 | 23.9 | 23.9 | 23.9 | 23.9 | 23.9 | 23.9 | 23.9 | 25.6 | 25.6 | 25.6 | 25.6 | 25.6 | 25.6 | 25.6
SmallHotel_Laundry_CLGSETP_SPEED | Thermostat Setpoint | C | Wkdy ¦ Default | 2014-01-01 | 2014-12-31 | Hourly | 25.6 | 25.6 | 25.6 | 25.6 | 25.6 | 25.6 | 25.6 | 25.6 | 23.9 | 23.9 | 23.9 | 23.9 | 23.9 | 23.9 | 23.9 | 23.9 | 23.9 | 25.6 | 25.6 | 25.6 | 25.6 | 25.6 | 25.6 | 25.6
SmallHotel_Laundry_HTGSETP_SPEED | Thermostat Setpoint | C | WntrDsn | 2014-01-01 | 2014-12-31 | Constant | Hr 1: 21.1
SmallHotel_Laundry_HTGSETP_SPEED | Thermostat Setpoint | C | SmrDsn | 2014-01-01 | 2014-12-31 | Constant | Hr 1: 21.1
SmallHotel_Laundry_HTGSETP_SPEED | Thermostat Setpoint | C | Sun | 2014-01-01 | 2014-12-31 | Hourly | 19.4 | 19.4 | 19.4 | 19.4 | 19.4 | 19.4 | 19.4 | 19.4 | 21.1 | 21.1 | 21.1 | 21.1 | 21.1 | 21.1 | 21.1 | 21.1 | 21.1 | 19.4 | 19.4 | 19.4 | 19.4 | 19.4 | 19.4 | 19.4
SmallHotel_Laundry_HTGSETP_SPEED | Thermostat Setpoint | C | Sat | 2014-01-01 | 2014-12-31 | Hourly | 19.4 | 19.4 | 19.4 | 19.4 | 19.4 | 19.4 | 19.4 | 19.4 | 21.1 | 21.1 | 21.1 | 21.1 | 21.1 | 21.1 | 21.1 | 21.1 | 21.1 | 19.4 | 19.4 | 19.4 | 19.4 | 19.4 | 19.4 | 19.4
SmallHotel_Laundry_HTGSETP_SPEED | Thermostat Setpoint | C | Wkdy ¦ Default | 2014-01-01 | 2014-12-31 | Hourly | 19.4 | 19.4 | 19.4 | 19.4 | 19.4 | 19.4 | 19.4 | 19.4 | 21.1 | 21.1 | 21.1 | 21.1 | 21.1 | 21.1 | 21.1 | 21.1 | 21.1 | 19.4 | 19.4 | 19.4 | 19.4 | 19.4 | 19.4 | 19.4
SmallHotel_Laundry_OCC_SPEED | Occupancy |  | WntrDsn | 2014-01-01 | 2014-12-31 | Constant | Hr 1: 0
SmallHotel_Laundry_OCC_SPEED | Occupancy |  | SmrDsn | 2014-01-01 | 2014-12-31 | Constant | bar: Hr 1
SmallHotel_Laundry_OCC_SPEED | Occupancy |  | Sun | 2014-01-01 | 2014-12-31 | Hourly | 0 | 0 | 0 | 0 | 0 | 0 | 0 | 0 | 0.09 | 0.09 | 0.18 | 0.18 | 0 | 0.18 | 0.18 | 0.18 | 0.09 | 0 | 0 | 0 | 0 | 0 | 0 | 0
SmallHotel_Laundry_OCC_SPEED | Occupancy |  | Sat | 2014-01-01 | 2014-12-31 | Hourly | 0 | 0 | 0 | 0 | 0 | 0 | 0 | 0 | 0.09 | 0.09 | 0.18 | 0.18 | 0 | 0.18 | 0.18 | 0.18 | 0.09 | 0 | 0 | 0 | 0 | 0 | 0 | 0
SmallHotel_Laundry_OCC_SPEED | Occupancy |  | Wkdy ¦ Default | 2014-01-01 | 2014-12-31 | Hourly | 0 | 0 | 0 | 0 | 0 | 0 | 0 | 0 | 0.09 | 0.09 | 0.18 | 0.18 | 0 | 0.18 | 0.18 | 0.18 | 0.09 | 0 | 0 | 0 | 0 | 0 | 0 | 0
SmallHotel_Laundry_LIGHT_2007_SPEED | Lighting |  | WntrDsn | 2014-01-01 | 2014-12-31 | Constant | Hr 1: 0
SmallHotel_Laundry_LIGHT_2007_SPEED | Lighting |  | SmrDsn | 2014-01-01 | 2014-12-31 | Constant | bar: Hr 1
SmallHotel_Laundry_LIGHT_2007_SPEED | Lighting |  | Sun | 2014-01-01 | 2014-12-31 | Hourly | 0 | 0 | 0 | 0 | 0 | 0 | 0 | 0 | 1 | 1 | 1 | 1 | 1 | 1 | 1 | 1 | 1 | 0 | 0 | 0 | 0 | 0 | 0 | 0
SmallHotel_Laundry_LIGHT_2007_SPEED | Lighting |  | Sat | 2014-01-01 | 2014-12-31 | Hourly | 0 | 0 | 0 | 0 | 0 | 0 | 0 | 0 | 1 | 1 | 1 | 1 | 1 | 1 | 1 | 1 | 1 | 0 | 0 | 0 | 0 | 0 | 0 | 0
SmallHotel_Laundry_LIGHT_2007_SPEED | Lighting |  | Wkdy ¦ Default | 2014-01-01 | 2014-12-31 | Hourly | 0 | 0 | 0 | 0 | 0 | 0 | 0 | 0 | 1 | 1 | 1 | 1 | 1 | 1 | 1 | 1 | 1 | 0 | 0 | 0 | 0 | 0 | 0 | 0
SmallHotel_Laundry_EQUIP_2007_SPEED | Equipment |  | WntrDsn | 2014-01-01 | 2014-12-31 | Constant | Hr 1: 0
SmallHotel_Laundry_EQUIP_2007_SPEED | Equipment |  | SmrDsn | 2014-01-01 | 2014-12-31 | Constant | bar: Hr 1
SmallHotel_Laundry_EQUIP_2007_SPEED | Equipment |  | Sun | 2014-01-01 | 2014-12-31 | Hourly | 0 | 0 | 0 | 0 | 0 | 0 | 0 | 0 | 1 | 1 | 1 | 1 | 1 | 1 | 1 | 1 | 0 | 0 | 0 | 0 | 0 | 0 | 0 | 0
SmallHotel_Laundry_EQUIP_2007_SPEED | Equipment |  | Sat | 2014-01-01 | 2014-12-31 | Hourly | 0 | 0 | 0 | 0 | 0 | 0 | 0 | 0 | 1 | 1 | 1 | 1 | 1 | 1 | 1 | 1 | 0 | 0 | 0 | 0 | 0 | 0 | 0 | 0
SmallHotel_Laundry_EQUIP_2007_SPEED | Equipment |  | Wkdy ¦ Default | 2014-01-01 | 2014-12-31 | Hourly | 0 | 0 | 0 | 0 | 0 | 0 | 0 | 0 | 1 | 1 | 1 | 1 | 1 | 1 | 1 | 1 | 0 | 0 | 0 | 0 | 0 | 0 | 0 | 0
SmallHotel_Laundry_LIGHT_2010_SPEED | Lighting |  | WntrDsn | 2014-01-01 | 2014-12-31 | Constant | Hr 1: 0
SmallHotel_Laundry_LIGHT_2010_SPEED | Lighting |  | SmrDsn | 2014-01-01 | 2014-12-31 | Constant | bar: Hr 1
SmallHotel_Laundry_LIGHT_2010_SPEED | Lighting |  | Sun | 2014-01-01 | 2014-12-31 | Hourly | 0 | 0 | 0 | 0 | 0 | 0 | 0 | 0 | 1 | 1 | 1 | 1 | 1 | 1 | 1 | 1 | 1 | 0 | 0 | 0 | 0 | 0 | 0 | 0
SmallHotel_Laundry_LIGHT_2010_SPEED | Lighting |  | Sat | 2014-01-01 | 2014-12-31 | Hourly | 0 | 0 | 0 | 0 | 0 | 0 | 0 | 0 | 1 | 1 | 1 | 1 | 1 | 1 | 1 | 1 | 1 | 0 | 0 | 0 | 0 | 0 | 0 | 0
SmallHotel_Laundry_LIGHT_2010_SPEED | Lighting |  | Wkdy ¦ Default | 2014-01-01 | 2014-12-31 | Hourly | 0 | 0 | 0 | 0 | 0 | 0 | 0 | 0 | 1 | 1 | 1 | 1 | 1 | 1 | 1 | 1 | 1 | 0 | 0 | 0 | 0 | 0 | 0 | 0
SmallHotel_Laundry_EQUIP_2010_SPEED | Equipment |  | WntrDsn | 2014-01-01 | 2014-12-31 | Constant | Hr 1: 0
SmallHotel_Laundry_EQUIP_2010_SPEED | Equipment |  | SmrDsn | 2014-01-01 | 2014-12-31 | Constant | bar: Hr 1
SmallHotel_Laundry_EQUIP_2010_SPEED | Equipment |  | Sun | 2014-01-01 | 2014-12-31 | Hourly | 0 | 0 | 0 | 0 | 0 | 0 | 0 | 0 | 1 | 1 | 1 | 1 | 1 | 1 | 1 | 1 | 0 | 0 | 0 | 0 | 0 | 0 | 0 | 0
SmallHotel_Laundry_EQUIP_2010_SPEED | Equipment |  | Sat | 2014-01-01 | 2014-12-31 | Hourly | 0 | 0 | 0 | 0 | 0 | 0 | 0 | 0 | 1 | 1 | 1 | 1 | 1 | 1 | 1 | 1 | 0 | 0 | 0 | 0 | 0 | 0 | 0 | 0
SmallHotel_Laundry_EQUIP_2010_SPEED | Equipment |  | Wkdy ¦ Default | 2014-01-01 | 2014-12-31 | Hourly | 0 | 0 | 0 | 0 | 0 | 0 | 0 | 0 | 1 | 1 | 1 | 1 | 1 | 1 | 1 | 1 | 0 | 0 | 0 | 0 | 0 | 0 | 0 | 0
SmallHotel_Laundry_LIGHT_2013_SPEED | Lighting |  | WntrDsn | 2014-01-01 | 2014-12-31 | Constant | Hr 1: 0
SmallHotel_Laundry_LIGHT_2013_SPEED | Lighting |  | SmrDsn | 2014-01-01 | 2014-12-31 | Constant | bar: Hr 1
SmallHotel_Laundry_LIGHT_2013_SPEED | Lighting |  | Sun | 2014-01-01 | 2014-12-31 | Hourly | 0 | 0 | 0 | 0 | 0 | 0 | 0 | 0 | 1 | 1 | 1 | 1 | 1 | 1 | 1 | 1 | 1 | 0 | 0 | 0 | 0 | 0 | 0 | 0
SmallHotel_Laundry_LIGHT_2013_SPEED | Lighting |  | Sat | 2014-01-01 | 2014-12-31 | Hourly | 0 | 0 | 0 | 0 | 0 | 0 | 0 | 0 | 1 | 1 | 1 | 1 | 1 | 1 | 1 | 1 | 1 | 0 | 0 | 0 | 0 | 0 | 0 | 0
SmallHotel_Laundry_LIGHT_2013_SPEED | Lighting |  | Wkdy ¦ Default | 2014-01-01 | 2014-12-31 | Hourly | 0 | 0 | 0 | 0 | 0 | 0 | 0 | 0 | 1 | 1 | 1 | 1 | 1 | 1 | 1 | 1 | 1 | 0 | 0 | 0 | 0 | 0 | 0 | 0
SmallHotel_Laundry_EQUIP_2013_SPEED | Equipment |  | WntrDsn | 2014-01-01 | 2014-12-31 | Constant | Hr 1: 0
SmallHotel_Laundry_EQUIP_2013_SPEED | Equipment |  | SmrDsn | 2014-01-01 | 2014-12-31 | Constant | bar: Hr 1
SmallHotel_Laundry_EQUIP_2013_SPEED | Equipment |  | Sun | 2014-01-01 | 2014-12-31 | Hourly | 0 | 0 | 0 | 0 | 0 | 0 | 0 | 0 | 1 | 1 | 1 | 1 | 1 | 1 | 1 | 1 | 0 | 0 | 0 | 0 | 0 | 0 | 0 | 0
SmallHotel_Laundry_EQUIP_2013_SPEED | Equipment |  | Sat | 2014-01-01 | 2014-12-31 | Hourly | 0 | 0 | 0 | 0 | 0 | 0 | 0 | 0 | 1 | 1 | 1 | 1 | 1 | 1 | 1 | 1 | 0 | 0 | 0 | 0 | 0 | 0 | 0 | 0
SmallHotel_Laundry_EQUIP_2013_SPEED | Equipment |  | Wkdy ¦ Default | 2014-01-01 | 2014-12-31 | Hourly | 0 | 0 | 0 | 0 | 0 | 0 | 0 | 0 | 1 | 1 | 1 | 1 | 1 | 1 | 1 | 1 | 0 | 0 | 0 | 0 | 0 | 0 | 0 | 0
SmallHotel_Laundry_INFIL_SPEED | Infiltration |  | WntrDsn | 2014-01-01 | 2014-12-31 | Constant | bar: Hr 1
SmallHotel_Laundry_INFIL_SPEED | Infiltration |  | SmrDsn | 2014-01-01 | 2014-12-31 | Constant | bar: Hr 1
SmallHotel_Laundry_INFIL_SPEED | Infiltration |  | Sun | 2014-01-01 | 2014-12-31 | Constant | Hr 1: 0.5
SmallHotel_Laundry_INFIL_SPEED | Infiltration |  | Sat | 2014-01-01 | 2014-12-31 | Constant | Hr 1: 0.5
SmallHotel_Laundry_INFIL_SPEED | Infiltration |  | Wkdy ¦ Default | 2014-01-01 | 2014-12-31 | Constant | Hr 1: 0.5
SmallHotel_Laundry_ACTIVITY_SPEED | Activity | W | WntrDsn | 2014-01-01 | 2014-12-31 | Constant | Hr 1: 120
SmallHotel_Laundry_ACTIVITY_SPEED | Activity | W | SmrDsn | 2014-01-01 | 2014-12-31 | Constant | Hr 1: 120
SmallHotel_Laundry_ACTIVITY_SPEED | Activity | W | Sun | 2014-01-01 | 2014-12-31 | Constant | Hr 1: 120
SmallHotel_Laundry_ACTIVITY_SPEED | Activity | W | Sat | 2014-01-01 | 2014-12-31 | Constant | Hr 1: 120
SmallHotel_Laundry_ACTIVITY_SPEED | Activity | W | Wkdy ¦ Default | 2014-01-01 | 2014-12-31 | Constant | Hr 1: 120
SmallHotel_Laundry_OA_SPEED | OA Air |  | WntrDsn | 2014-01-01 | 2014-12-31 | Constant | bar: Hr 1
SmallHotel_Laundry_OA_SPEED | OA Air |  | SmrDsn | 2014-01-01 | 2014-12-31 | Constant | bar: Hr 1
SmallHotel_Laundry_OA_SPEED | OA Air |  | Sun | 2014-01-01 | 2014-12-31 | Hourly | 1 | 0 | 0 | 0 | 0 | 0 | 0 | 0 | 1 | 1 | 1 | 1 | 1 | 1 | 1 | 1 | 1 | 0 | 0 | 0 | 0 | 0 | 0 | 0
SmallHotel_Laundry_OA_SPEED | OA Air |  | Sat | 2014-01-01 | 2014-12-31 | Hourly | 1 | 0 | 0 | 0 | 0 | 0 | 0 | 0 | 1 | 1 | 1 | 1 | 1 | 1 | 1 | 1 | 1 | 0 | 0 | 0 | 0 | 0 | 0 | 0
SmallHotel_Laundry_OA_SPEED | OA Air |  | Wkdy ¦ Default | 2014-01-01 | 2014-12-31 | Hourly | 1 | 0 | 0 | 0 | 0 | 0 | 0 | 0 | 1 | 1 | 1 | 1 | 1 | 1 | 1 | 1 | 1 | 0 | 0 | 0 | 0 | 0 | 0 | 0
SmallHotel_Meeting_CLGSETP_SPEED | Thermostat Setpoint | C | WntrDsn | 2014-01-01 | 2014-12-31 | Constant | Hr 1: 23.9
SmallHotel_Meeting_CLGSETP_SPEED | Thermostat Setpoint | C | SmrDsn | 2014-01-01 | 2014-12-31 | Constant | Hr 1: 23.9
SmallHotel_Meeting_CLGSETP_SPEED | Thermostat Setpoint | C | Sun | 2014-01-01 | 2014-12-31 | Hourly | 25.6 | 25.6 | 25.6 | 25.6 | 25.6 | 25.6 | 25.6 | 25.6 | 23.9 | 23.9 | 23.9 | 23.9 | 23.9 | 23.9 | 23.9 | 23.9 | 23.9 | 23.9 | 25.6 | 25.6 | 25.6 | 25.6 | 25.6 | 25.6
SmallHotel_Meeting_CLGSETP_SPEED | Thermostat Setpoint | C | Sat | 2014-01-01 | 2014-12-31 | Hourly | 25.6 | 25.6 | 25.6 | 25.6 | 25.6 | 25.6 | 25.6 | 25.6 | 23.9 | 23.9 | 23.9 | 23.9 | 23.9 | 23.9 | 23.9 | 23.9 | 23.9 | 23.9 | 25.6 | 25.6 | 25.6 | 25.6 | 25.6 | 25.6
SmallHotel_Meeting_CLGSETP_SPEED | Thermostat Setpoint | C | Wkdy ¦ Default | 2014-01-01 | 2014-12-31 | Hourly | 25.6 | 25.6 | 25.6 | 25.6 | 25.6 | 25.6 | 25.6 | 25.6 | 23.9 | 23.9 | 23.9 | 23.9 | 23.9 | 23.9 | 23.9 | 23.9 | 23.9 | 23.9 | 25.6 | 25.6 | 25.6 | 25.6 | 25.6 | 25.6
SmallHotel_Meeting_HTGSETP_SPEED | Thermostat Setpoint | C | WntrDsn | 2014-01-01 | 2014-12-31 | Constant | Hr 1: 21.1
SmallHotel_Meeting_HTGSETP_SPEED | Thermostat Setpoint | C | SmrDsn | 2014-01-01 | 2014-12-31 | Constant | Hr 1: 21.1
SmallHotel_Meeting_HTGSETP_SPEED | Thermostat Setpoint | C | Sun | 2014-01-01 | 2014-12-31 | Hourly | 19.4 | 19.4 | 19.4 | 19.4 | 19.4 | 19.4 | 19.4 | 19.4 | 21.1 | 21.1 | 21.1 | 21.1 | 21.1 | 21.1 | 21.1 | 21.1 | 21.1 | 21.1 | 19.4 | 19.4 | 19.4 | 19.4 | 19.4 | 19.4
SmallHotel_Meeting_HTGSETP_SPEED | Thermostat Setpoint | C | Sat | 2014-01-01 | 2014-12-31 | Hourly | 19.4 | 19.4 | 19.4 | 19.4 | 19.4 | 19.4 | 19.4 | 19.4 | 21.1 | 21.1 | 21.1 | 21.1 | 21.1 | 21.1 | 21.1 | 21.1 | 21.1 | 21.1 | 19.4 | 19.4 | 19.4 | 19.4 | 19.4 | 19.4
SmallHotel_Meeting_HTGSETP_SPEED | Thermostat Setpoint | C | Wkdy ¦ Default | 2014-01-01 | 2014-12-31 | Hourly | 19.4 | 19.4 | 19.4 | 19.4 | 19.4 | 19.4 | 19.4 | 19.4 | 21.1 | 21.1 | 21.1 | 21.1 | 21.1 | 21.1 | 21.1 | 21.1 | 21.1 | 21.1 | 19.4 | 19.4 | 19.4 | 19.4 | 19.4 | 19.4
SmallHotel_Meeting_OCC_SPEED | Occupancy |  | WntrDsn | 2014-01-01 | 2014-12-31 | Constant | Hr 1: 0
SmallHotel_Meeting_OCC_SPEED | Occupancy |  | SmrDsn | 2014-01-01 | 2014-12-31 | Constant | bar: Hr 1
SmallHotel_Meeting_OCC_SPEED | Occupancy |  | Sun | 2014-01-01 | 2014-12-31 | Hourly | 0 | 0 | 0 | 0 | 0 | 0 | 0 | 0.05 | 0.5 | 0.5 | 0.2 | 0.2 | 0.05 | 0.5 | 0.5 | 0.2 | 0.2 | 0.2 | 0.05 | 0.05 | 0 | 0 | 0 | 0
SmallHotel_Meeting_OCC_SPEED | Occupancy |  | Sat | 2014-01-01 | 2014-12-31 | Hourly | 0 | 0 | 0 | 0 | 0 | 0 | 0 | 0.05 | 0.5 | 0.5 | 0.2 | 0.2 | 0.05 | 0.5 | 0.5 | 0.2 | 0.2 | 0.2 | 0.05 | 0.05 | 0 | 0 | 0 | 0
SmallHotel_Meeting_OCC_SPEED | Occupancy |  | Wkdy ¦ Default | 2014-01-01 | 2014-12-31 | Hourly | 0 | 0 | 0 | 0 | 0 | 0 | 0 | 0.05 | 0.5 | 0.5 | 0.2 | 0.2 | 0.05 | 0.5 | 0.5 | 0.2 | 0.2 | 0.2 | 0.05 | 0.05 | 0 | 0 | 0 | 0
SmallHotel_Meeting_LIGHT_2007_SPEED | Lighting |  | WntrDsn | 2014-01-01 | 2014-12-31 | Constant | Hr 1: 0
SmallHotel_Meeting_LIGHT_2007_SPEED | Lighting |  | SmrDsn | 2014-01-01 | 2014-12-31 | Constant | bar: Hr 1
SmallHotel_Meeting_LIGHT_2007_SPEED | Lighting |  | Sun | 2014-01-01 | 2014-12-31 | Hourly | 0 | 0 | 0 | 0 | 0 | 0.2 | 0.3 | 0.5 | 1 | 1 | 1 | 1 | 1 | 1 | 1 | 1 | 1 | 1 | 0.5 | 0.3 | 0.2 | 0.05 | 0 | 0
SmallHotel_Meeting_LIGHT_2007_SPEED | Lighting |  | Sat | 2014-01-01 | 2014-12-31 | Hourly | 0 | 0 | 0 | 0 | 0 | 0.2 | 0.3 | 0.5 | 1 | 1 | 1 | 1 | 1 | 1 | 1 | 1 | 1 | 1 | 0.5 | 0.3 | 0.2 | 0.05 | 0 | 0
SmallHotel_Meeting_LIGHT_2007_SPEED | Lighting |  | Wkdy ¦ Default | 2014-01-01 | 2014-12-31 | Hourly | 0 | 0 | 0 | 0 | 0 | 0.2 | 0.3 | 0.5 | 1 | 1 | 1 | 1 | 1 | 1 | 1 | 1 | 1 | 1 | 0.5 | 0.3 | 0.2 | 0.05 | 0 | 0
SmallHotel_Meeting_EQUIP_2007_SPEED | Equipment |  | WntrDsn | 2014-01-01 | 2014-12-31 | Constant | Hr 1: 0
SmallHotel_Meeting_EQUIP_2007_SPEED | Equipment |  | SmrDsn | 2014-01-01 | 2014-12-31 | Constant | bar: Hr 1
SmallHotel_Meeting_EQUIP_2007_SPEED | Equipment |  | Sun | 2014-01-01 | 2014-12-31 | Hourly | 0 | 0 | 0 | 0 | 0 | 0 | 0 | 0.05 | 0.54 | 0.54 | 0.26 | 0.26 | 0.05 | 0.54 | 0.54 | 0.26 | 0.26 | 0.26 | 0.05 | 0.05 | 0 | 0 | 0 | 0
SmallHotel_Meeting_EQUIP_2007_SPEED | Equipment |  | Sat | 2014-01-01 | 2014-12-31 | Hourly | 0 | 0 | 0 | 0 | 0 | 0 | 0 | 0.05 | 0.54 | 0.54 | 0.26 | 0.26 | 0.05 | 0.54 | 0.54 | 0.26 | 0.26 | 0.26 | 0.05 | 0.05 | 0 | 0 | 0 | 0
SmallHotel_Meeting_EQUIP_2007_SPEED | Equipment |  | Wkdy ¦ Default | 2014-01-01 | 2014-12-31 | Hourly | 0 | 0 | 0 | 0 | 0 | 0 | 0 | 0.05 | 0.54 | 0.54 | 0.26 | 0.26 | 0.05 | 0.54 | 0.54 | 0.26 | 0.26 | 0.26 | 0.05 | 0.05 | 0 | 0 | 0 | 0
SmallHotel_Meeting_LIGHT_2010_SPEED | Lighting |  | WntrDsn | 2014-01-01 | 2014-12-31 | Constant | Hr 1: 0
SmallHotel_Meeting_LIGHT_2010_SPEED | Lighting |  | SmrDsn | 2014-01-01 | 2014-12-31 | Constant | bar: Hr 1
SmallHotel_Meeting_LIGHT_2010_SPEED | Lighting |  | Sun | 2014-01-01 | 2014-12-31 | Hourly | 0 | 0 | 0 | 0 | 0 | 0.2 | 0.3 | 0.5 | 1 | 1 | 1 | 1 | 1 | 1 | 1 | 1 | 1 | 1 | 0.5 | 0.3 | 0.2 | 0.05 | 0 | 0
SmallHotel_Meeting_LIGHT_2010_SPEED | Lighting |  | Sat | 2014-01-01 | 2014-12-31 | Hourly | 0 | 0 | 0 | 0 | 0 | 0.2 | 0.3 | 0.5 | 1 | 1 | 1 | 1 | 1 | 1 | 1 | 1 | 1 | 1 | 0.5 | 0.3 | 0.2 | 0.05 | 0 | 0
SmallHotel_Meeting_LIGHT_2010_SPEED | Lighting |  | Wkdy ¦ Default | 2014-01-01 | 2014-12-31 | Hourly | 0 | 0 | 0 | 0 | 0 | 0.2 | 0.3 | 0.5 | 1 | 1 | 1 | 1 | 1 | 1 | 1 | 1 | 1 | 1 | 0.5 | 0.3 | 0.2 | 0.05 | 0 | 0
SmallHotel_Meeting_EQUIP_2010_SPEED | Equipment |  | WntrDsn | 2014-01-01 | 2014-12-31 | Constant | Hr 1: 0
SmallHotel_Meeting_EQUIP_2010_SPEED | Equipment |  | SmrDsn | 2014-01-01 | 2014-12-31 | Constant | bar: Hr 1
SmallHotel_Meeting_EQUIP_2010_SPEED | Equipment |  | Sun | 2014-01-01 | 2014-12-31 | Hourly | 0 | 0 | 0 | 0 | 0 | 0 | 0 | 0.05 | 0.54 | 0.54 | 0.26 | 0.26 | 0.05 | 0.54 | 0.54 | 0.26 | 0.26 | 0.26 | 0.05 | 0.05 | 0 | 0 | 0 | 0
SmallHotel_Meeting_EQUIP_2010_SPEED | Equipment |  | Sat | 2014-01-01 | 2014-12-31 | Hourly | 0 | 0 | 0 | 0 | 0 | 0 | 0 | 0.05 | 0.54 | 0.54 | 0.26 | 0.26 | 0.05 | 0.54 | 0.54 | 0.26 | 0.26 | 0.26 | 0.05 | 0.05 | 0 | 0 | 0 | 0
SmallHotel_Meeting_EQUIP_2010_SPEED | Equipment |  | Wkdy ¦ Default | 2014-01-01 | 2014-12-31 | Hourly | 0 | 0 | 0 | 0 | 0 | 0 | 0 | 0.05 | 0.54 | 0.54 | 0.26 | 0.26 | 0.05 | 0.54 | 0.54 | 0.26 | 0.26 | 0.26 | 0.05 | 0.05 | 0 | 0 | 0 | 0
SmallHotel_Meeting_LIGHT_2013_SPEED | Lighting |  | WntrDsn | 2014-01-01 | 2014-12-31 | Constant | Hr 1: 0
SmallHotel_Meeting_LIGHT_2013_SPEED | Lighting |  | SmrDsn | 2014-01-01 | 2014-12-31 | Constant | bar: Hr 1
SmallHotel_Meeting_LIGHT_2013_SPEED | Lighting |  | Sun | 2014-01-01 | 2014-12-31 | Hourly | 0 | 0 | 0 | 0 | 0 | 0.2 | 0.3 | 0.5 | 1 | 1 | 1 | 1 | 1 | 1 | 1 | 1 | 1 | 1 | 0.5 | 0.3 | 0.2 | 0.05 | 0 | 0
SmallHotel_Meeting_LIGHT_2013_SPEED | Lighting |  | Sat | 2014-01-01 | 2014-12-31 | Hourly | 0 | 0 | 0 | 0 | 0 | 0.2 | 0.3 | 0.5 | 1 | 1 | 1 | 1 | 1 | 1 | 1 | 1 | 1 | 1 | 0.5 | 0.3 | 0.2 | 0.05 | 0 | 0
SmallHotel_Meeting_LIGHT_2013_SPEED | Lighting |  | Wkdy ¦ Default | 2014-01-01 | 2014-12-31 | Hourly | 0 | 0 | 0 | 0 | 0 | 0.2 | 0.3 | 0.5 | 1 | 1 | 1 | 1 | 1 | 1 | 1 | 1 | 1 | 1 | 0.5 | 0.3 | 0.2 | 0.05 | 0 | 0
SmallHotel_Meeting_EQUIP_2013_SPEED | Equipment |  | WntrDsn | 2014-01-01 | 2014-12-31 | Constant | Hr 1: 0
SmallHotel_Meeting_EQUIP_2013_SPEED | Equipment |  | SmrDsn | 2014-01-01 | 2014-12-31 | Constant | bar: Hr 1
SmallHotel_Meeting_EQUIP_2013_SPEED | Equipment |  | Sun | 2014-01-01 | 2014-12-31 | Hourly | 0 | 0 | 0 | 0 | 0 | 0 | 0 | 0.05 | 0.54 | 0.54 | 0.26 | 0.26 | 0.05 | 0.54 | 0.54 | 0.26 | 0.26 | 0.26 | 0.05 | 0.05 | 0 | 0 | 0 | 0
SmallHotel_Meeting_EQUIP_2013_SPEED | Equipment |  | Sat | 2014-01-01 | 2014-12-31 | Hourly | 0 | 0 | 0 | 0 | 0 | 0 | 0 | 0.05 | 0.54 | 0.54 | 0.26 | 0.26 | 0.05 | 0.54 | 0.54 | 0.26 | 0.26 | 0.26 | 0.05 | 0.05 | 0 | 0 | 0 | 0
SmallHotel_Meeting_EQUIP_2013_SPEED | Equipment |  | Wkdy ¦ Default | 2014-01-01 | 2014-12-31 | Hourly | 0 | 0 | 0 | 0 | 0 | 0 | 0 | 0.05 | 0.54 | 0.54 | 0.26 | 0.26 | 0.05 | 0.54 | 0.54 | 0.26 | 0.26 | 0.26 | 0.05 | 0.05 | 0 | 0 | 0 | 0
SmallHotel_Meeting_INFIL_SPEED | Infiltration |  | WntrDsn | 2014-01-01 | 2014-12-31 | Constant | bar: Hr 1
SmallHotel_Meeting_INFIL_SPEED | Infiltration |  | SmrDsn | 2014-01-01 | 2014-12-31 | Constant | bar: Hr 1
SmallHotel_Meeting_INFIL_SPEED | Infiltration |  | Sun | 2014-01-01 | 2014-12-31 | Constant | Hr 1: 0.5
SmallHotel_Meeting_INFIL_SPEED | Infiltration |  | Sat | 2014-01-01 | 2014-12-31 | Constant | Hr 1: 0.5
SmallHotel_Meeting_INFIL_SPEED | Infiltration |  | Wkdy ¦ Default | 2014-01-01 | 2014-12-31 | Constant | Hr 1: 0.5
SmallHotel_Meeting_ACTIVITY_SPEED | Activity | W | WntrDsn | 2014-01-01 | 2014-12-31 | Constant | Hr 1: 120
SmallHotel_Meeting_ACTIVITY_SPEED | Activity | W | SmrDsn | 2014-01-01 | 2014-12-31 | Constant | Hr 1: 120
SmallHotel_Meeting_ACTIVITY_SPEED | Activity | W | Sun | 2014-01-01 | 2014-12-31 | Constant | Hr 1: 120
SmallHotel_Meeting_ACTIVITY_SPEED | Activity | W | Sat | 2014-01-01 | 2014-12-31 | Constant | Hr 1: 120
SmallHotel_Meeting_ACTIVITY_SPEED | Activity | W | Wkdy ¦ Default | 2014-01-01 | 2014-12-31 | Constant | Hr 1: 120
SmallHotel_Meeting_OA_SPEED | OA Air |  | WntrDsn | 2014-01-01 | 2014-12-31 | Constant | bar: Hr 1
SmallHotel_Meeting_OA_SPEED | OA Air |  | SmrDsn | 2014-01-01 | 2014-12-31 | Constant | bar: Hr 1
SmallHotel_Meeting_OA_SPEED | OA Air |  | Sun | 2014-01-01 | 2014-12-31 | Hourly | 1 | 0 | 0 | 0 | 0 | 0 | 0 | 0 | 1 | 1 | 1 | 1 | 1 | 1 | 1 | 1 | 1 | 1 | 0 | 0 | 0 | 0 | 0 | 0
SmallHotel_Meeting_OA_SPEED | OA Air |  | Sat | 2014-01-01 | 2014-12-31 | Hourly | 1 | 0 | 0 | 0 | 0 | 0 | 0 | 0 | 1 | 1 | 1 | 1 | 1 | 1 | 1 | 1 | 1 | 1 | 0 | 0 | 0 | 0 | 0 | 0
SmallHotel_Meeting_OA_SPEED | OA Air |  | Wkdy ¦ Default | 2014-01-01 | 2014-12-31 | Hourly | 1 | 0 | 0 | 0 | 0 | 0 | 0 | 0 | 1 | 1 | 1 | 1 | 1 | 1 | 1 | 1 | 1 | 1 | 0 | 0 | 0 | 0 | 0 | 0
SmallHotel_Lounge_CLGSETP_SPEED | Thermostat Setpoint | C | WntrDsn | 2014-01-01 | 2014-12-31 | Constant | Hr 1: 23.9
SmallHotel_Lounge_CLGSETP_SPEED | Thermostat Setpoint | C | SmrDsn | 2014-01-01 | 2014-12-31 | Constant | Hr 1: 23.9
SmallHotel_Lounge_CLGSETP_SPEED | Thermostat Setpoint | C | Sun | 2014-01-01 | 2014-12-31 | Hourly | 25.6 | 25.6 | 25.6 | 25.6 | 25.6 | 25.6 | 25.6 | 25.6 | 23.9 | 23.9 | 23.9 | 23.9 | 23.9 | 23.9 | 23.9 | 23.9 | 23.9 | 23.9 | 25.6 | 25.6 | 25.6 | 25.6 | 25.6 | 25.6
SmallHotel_Lounge_CLGSETP_SPEED | Thermostat Setpoint | C | Sat | 2014-01-01 | 2014-12-31 | Hourly | 25.6 | 25.6 | 25.6 | 25.6 | 25.6 | 25.6 | 25.6 | 25.6 | 23.9 | 23.9 | 23.9 | 23.9 | 23.9 | 23.9 | 23.9 | 23.9 | 23.9 | 23.9 | 25.6 | 25.6 | 25.6 | 25.6 | 25.6 | 25.6
SmallHotel_Lounge_CLGSETP_SPEED | Thermostat Setpoint | C | Wkdy ¦ Default | 2014-01-01 | 2014-12-31 | Hourly | 25.6 | 25.6 | 25.6 | 25.6 | 25.6 | 23.9 | 23.9 | 23.9 | 23.9 | 23.9 | 23.9 | 23.9 | 23.9 | 23.9 | 23.9 | 23.9 | 23.9 | 23.9 | 23.9 | 23.9 | 25.6 | 25.6 | 25.6 | 25.6
SmallHotel_Lounge_HTGSETP_SPEED | Thermostat Setpoint | C | WntrDsn | 2014-01-01 | 2014-12-31 | Constant | Hr 1: 21.1
SmallHotel_Lounge_HTGSETP_SPEED | Thermostat Setpoint | C | SmrDsn | 2014-01-01 | 2014-12-31 | Constant | Hr 1: 21.1
SmallHotel_Lounge_HTGSETP_SPEED | Thermostat Setpoint | C | Sun | 2014-01-01 | 2014-12-31 | Hourly | 19.4 | 19.4 | 19.4 | 19.4 | 19.4 | 19.4 | 19.4 | 19.4 | 21.1 | 21.1 | 21.1 | 21.1 | 21.1 | 21.1 | 21.1 | 21.1 | 21.1 | 21.1 | 19.4 | 19.4 | 19.4 | 19.4 | 19.4 | 19.4
SmallHotel_Lounge_HTGSETP_SPEED | Thermostat Setpoint | C | Sat | 2014-01-01 | 2014-12-31 | Hourly | 19.4 | 19.4 | 19.4 | 19.4 | 19.4 | 19.4 | 19.4 | 19.4 | 21.1 | 21.1 | 21.1 | 21.1 | 21.1 | 21.1 | 21.1 | 21.1 | 21.1 | 21.1 | 19.4 | 19.4 | 19.4 | 19.4 | 19.4 | 19.4
SmallHotel_Lounge_HTGSETP_SPEED | Thermostat Setpoint | C | Wkdy ¦ Default | 2014-01-01 | 2014-12-31 | Hourly | 19.4 | 19.4 | 19.4 | 19.4 | 19.4 | 21.1 | 21.1 | 21.1 | 21.1 | 21.1 | 21.1 | 21.1 | 21.1 | 21.1 | 21.1 | 21.1 | 21.1 | 21.1 | 21.1 | 21.1 | 19.4 | 19.4 | 19.4 | 19.4
SmallHotel_Lounge_OCC_SPEED | Occupancy |  | WntrDsn | 2014-01-01 | 2014-12-31 | Constant | Hr 1: 0
SmallHotel_Lounge_OCC_SPEED | Occupancy |  | SmrDsn | 2014-01-01 | 2014-12-31 | Constant | bar: Hr 1
SmallHotel_Lounge_OCC_SPEED | Occupancy |  | Sun | 2014-01-01 | 2014-12-31 | Hourly | 0 | 0 | 0 | 0 | 0 | 0.05 | 0.05 | 0.05 | 0.1 | 0.1 | 0.1 | 0.1 | 0.2 | 0.1 | 0.1 | 0.1 | 0.1 | 0.1 | 0.05 | 0.05 | 0 | 0 | 0 | 0
SmallHotel_Lounge_OCC_SPEED | Occupancy |  | Sat | 2014-01-01 | 2014-12-31 | Hourly | 0 | 0 | 0 | 0 | 0 | 0.05 | 0.05 | 0.05 | 0.1 | 0.1 | 0.1 | 0.1 | 0.2 | 0.1 | 0.1 | 0.1 | 0.1 | 0.1 | 0.05 | 0.05 | 0 | 0 | 0 | 0
SmallHotel_Lounge_OCC_SPEED | Occupancy |  | Wkdy ¦ Default | 2014-01-01 | 2014-12-31 | Hourly | 0 | 0 | 0 | 0 | 0 | 0.1 | 0.1 | 0.2 | 0.2 | 0.2 | 0.2 | 0.2 | 0.7 | 0.2 | 0.2 | 0.2 | 0.2 | 0.2 | 0.1 | 0.1 | 0 | 0 | 0 | 0
SmallHotel_Lounge_LIGHT_2007_SPEED | Lighting |  | WntrDsn | 2014-01-01 | 2014-12-31 | Constant | Hr 1: 0
SmallHotel_Lounge_LIGHT_2007_SPEED | Lighting |  | SmrDsn | 2014-01-01 | 2014-12-31 | Constant | bar: Hr 1
SmallHotel_Lounge_LIGHT_2007_SPEED | Lighting |  | Sun | 2014-01-01 | 2014-12-31 | Hourly | 0 | 0 | 0 | 0 | 0 | 0.2 | 0.3 | 0.5 | 1 | 1 | 1 | 1 | 1 | 1 | 1 | 1 | 1 | 1 | 0.5 | 0.3 | 0.2 | 0.05 | 0 | 0
SmallHotel_Lounge_LIGHT_2007_SPEED | Lighting |  | Sat | 2014-01-01 | 2014-12-31 | Hourly | 0 | 0 | 0 | 0 | 0 | 0.2 | 0.3 | 0.5 | 1 | 1 | 1 | 1 | 1 | 1 | 1 | 1 | 1 | 1 | 0.5 | 0.3 | 0.2 | 0.05 | 0 | 0
SmallHotel_Lounge_LIGHT_2007_SPEED | Lighting |  | Wkdy ¦ Default | 2014-01-01 | 2014-12-31 | Hourly | 0 | 0 | 0 | 0 | 0 | 0.2 | 0.3 | 0.5 | 1 | 1 | 1 | 1 | 1 | 1 | 1 | 1 | 1 | 1 | 0.5 | 0.3 | 0.2 | 0.05 | 0 | 0
SmallHotel_Lounge_EQUIP_2007_SPEED | Equipment |  | WntrDsn | 2014-01-01 | 2014-12-31 | Constant | Hr 1: 0
SmallHotel_Lounge_EQUIP_2007_SPEED | Equipment |  | SmrDsn | 2014-01-01 | 2014-12-31 | Constant | bar: Hr 1
SmallHotel_Lounge_EQUIP_2007_SPEED | Equipment |  | Sun | 2014-01-01 | 2014-12-31 | Hourly | 0.079503 | 0.079503 | 0.079503 | 0.079503 | 0.079503 | 0.1821 | 0.1821 | 0.2396 | 0.95841 | 0.95841 | 0.82424 | 0.82424 | 0.95841 | 0.82424 | 0.82424 | 0.82424 | 0.82424 | 0.82424 | 0.2396 | 0.1821 | 0.079503 | 0.079503 | 0.079503 | 0.079503
SmallHotel_Lounge_EQUIP_2007_SPEED | Equipment |  | Sat | 2014-01-01 | 2014-12-31 | Hourly | 0.079503 | 0.079503 | 0.079503 | 0.079503 | 0.079503 | 0.1821 | 0.1821 | 0.2396 | 0.95841 | 0.95841 | 0.82424 | 0.82424 | 0.95841 | 0.82424 | 0.82424 | 0.82424 | 0.82424 | 0.82424 | 0.2396 | 0.1821 | 0.079503 | 0.079503 | 0.079503 | 0.079503
SmallHotel_Lounge_EQUIP_2007_SPEED | Equipment |  | Wkdy ¦ Default | 2014-01-01 | 2014-12-31 | Hourly | 0.079503 | 0.079503 | 0.079503 | 0.079503 | 0.079503 | 0.1821 | 0.1821 | 0.2396 | 0.95841 | 0.95841 | 0.82424 | 0.82424 | 0.95841 | 0.82424 | 0.82424 | 0.82424 | 0.82424 | 0.82424 | 0.2396 | 0.1821 | 0.079503 | 0.079503 | 0.079503 | 0.079503
SmallHotel_Lounge_LIGHT_2010_SPEED | Lighting |  | WntrDsn | 2014-01-01 | 2014-12-31 | Constant | Hr 1: 0
SmallHotel_Lounge_LIGHT_2010_SPEED | Lighting |  | SmrDsn | 2014-01-01 | 2014-12-31 | Constant | bar: Hr 1
SmallHotel_Lounge_LIGHT_2010_SPEED | Lighting |  | Sun | 2014-01-01 | 2014-12-31 | Hourly | 0 | 0 | 0 | 0 | 0 | 0.2 | 0.3 | 0.5 | 1 | 1 | 1 | 1 | 1 | 1 | 1 | 1 | 1 | 1 | 0.5 | 0.3 | 0.2 | 0.05 | 0 | 0
SmallHotel_Lounge_LIGHT_2010_SPEED | Lighting |  | Sat | 2014-01-01 | 2014-12-31 | Hourly | 0 | 0 | 0 | 0 | 0 | 0.2 | 0.3 | 0.5 | 1 | 1 | 1 | 1 | 1 | 1 | 1 | 1 | 1 | 1 | 0.5 | 0.3 | 0.2 | 0.05 | 0 | 0
SmallHotel_Lounge_LIGHT_2010_SPEED | Lighting |  | Wkdy ¦ Default | 2014-01-01 | 2014-12-31 | Hourly | 0 | 0 | 0 | 0 | 0 | 0.2 | 0.3 | 0.5 | 1 | 1 | 1 | 1 | 1 | 1 | 1 | 1 | 1 | 1 | 0.5 | 0.3 | 0.2 | 0.05 | 0 | 0
SmallHotel_Lounge_EQUIP_2010_SPEED | Equipment |  | WntrDsn | 2014-01-01 | 2014-12-31 | Constant | Hr 1: 0
SmallHotel_Lounge_EQUIP_2010_SPEED | Equipment |  | SmrDsn | 2014-01-01 | 2014-12-31 | Constant | bar: Hr 1
SmallHotel_Lounge_EQUIP_2010_SPEED | Equipment |  | Sun | 2014-01-01 | 2014-12-31 | Hourly | 0.079503 | 0.079503 | 0.079503 | 0.079503 | 0.079503 | 0.1821 | 0.1821 | 0.2396 | 0.95841 | 0.95841 | 0.82424 | 0.82424 | 0.95841 | 0.82424 | 0.82424 | 0.82424 | 0.82424 | 0.82424 | 0.2396 | 0.1821 | 0.079503 | 0.079503 | 0.079503 | 0.079503
SmallHotel_Lounge_EQUIP_2010_SPEED | Equipment |  | Sat | 2014-01-01 | 2014-12-31 | Hourly | 0.079503 | 0.079503 | 0.079503 | 0.079503 | 0.079503 | 0.1821 | 0.1821 | 0.2396 | 0.95841 | 0.95841 | 0.82424 | 0.82424 | 0.95841 | 0.82424 | 0.82424 | 0.82424 | 0.82424 | 0.82424 | 0.2396 | 0.1821 | 0.079503 | 0.079503 | 0.079503 | 0.079503
SmallHotel_Lounge_EQUIP_2010_SPEED | Equipment |  | Wkdy ¦ Default | 2014-01-01 | 2014-12-31 | Hourly | 0.079503 | 0.079503 | 0.079503 | 0.079503 | 0.079503 | 0.1821 | 0.1821 | 0.2396 | 0.95841 | 0.95841 | 0.82424 | 0.82424 | 0.95841 | 0.82424 | 0.82424 | 0.82424 | 0.82424 | 0.82424 | 0.2396 | 0.1821 | 0.079503 | 0.079503 | 0.079503 | 0.079503
SmallHotel_Lounge_LIGHT_2013_SPEED | Lighting |  | WntrDsn | 2014-01-01 | 2014-12-31 | Constant | Hr 1: 0
SmallHotel_Lounge_LIGHT_2013_SPEED | Lighting |  | SmrDsn | 2014-01-01 | 2014-12-31 | Constant | bar: Hr 1
SmallHotel_Lounge_LIGHT_2013_SPEED | Lighting |  | Sun | 2014-01-01 | 2014-12-31 | Hourly | 0 | 0 | 0 | 0 | 0 | 0.2 | 0.3 | 0.5 | 1 | 1 | 1 | 1 | 1 | 1 | 1 | 1 | 1 | 1 | 0.5 | 0.3 | 0.2 | 0.05 | 0 | 0
SmallHotel_Lounge_LIGHT_2013_SPEED | Lighting |  | Sat | 2014-01-01 | 2014-12-31 | Hourly | 0 | 0 | 0 | 0 | 0 | 0.2 | 0.3 | 0.5 | 1 | 1 | 1 | 1 | 1 | 1 | 1 | 1 | 1 | 1 | 0.5 | 0.3 | 0.2 | 0.05 | 0 | 0
SmallHotel_Lounge_LIGHT_2013_SPEED | Lighting |  | Wkdy ¦ Default | 2014-01-01 | 2014-12-31 | Hourly | 0 | 0 | 0 | 0 | 0 | 0.2 | 0.3 | 0.5 | 1 | 1 | 1 | 1 | 1 | 1 | 1 | 1 | 1 | 1 | 0.5 | 0.3 | 0.2 | 0.05 | 0 | 0
SmallHotel_Lounge_EQUIP_2013_SPEED | Equipment |  | WntrDsn | 2014-01-01 | 2014-12-31 | Constant | Hr 1: 0
SmallHotel_Lounge_EQUIP_2013_SPEED | Equipment |  | SmrDsn | 2014-01-01 | 2014-12-31 | Constant | bar: Hr 1
SmallHotel_Lounge_EQUIP_2013_SPEED | Equipment |  | Sun | 2014-01-01 | 2014-12-31 | Hourly | 0.079503 | 0.079503 | 0.079503 | 0.079503 | 0.079503 | 0.1821 | 0.1821 | 0.2396 | 0.95841 | 0.95841 | 0.82424 | 0.82424 | 0.95841 | 0.82424 | 0.82424 | 0.82424 | 0.82424 | 0.82424 | 0.2396 | 0.1821 | 0.079503 | 0.079503 | 0.079503 | 0.079503
SmallHotel_Lounge_EQUIP_2013_SPEED | Equipment |  | Sat | 2014-01-01 | 2014-12-31 | Hourly | 0.079503 | 0.079503 | 0.079503 | 0.079503 | 0.079503 | 0.1821 | 0.1821 | 0.2396 | 0.95841 | 0.95841 | 0.82424 | 0.82424 | 0.95841 | 0.82424 | 0.82424 | 0.82424 | 0.82424 | 0.82424 | 0.2396 | 0.1821 | 0.079503 | 0.079503 | 0.079503 | 0.079503
SmallHotel_Lounge_EQUIP_2013_SPEED | Equipment |  | Wkdy ¦ Default | 2014-01-01 | 2014-12-31 | Hourly | 0.079503 | 0.079503 | 0.079503 | 0.079503 | 0.079503 | 0.1821 | 0.1821 | 0.2396 | 0.95841 | 0.95841 | 0.82424 | 0.82424 | 0.95841 | 0.82424 | 0.82424 | 0.82424 | 0.82424 | 0.82424 | 0.2396 | 0.1821 | 0.079503 | 0.079503 | 0.079503 | 0.079503
SmallHotel_Lounge_INFIL_SPEED | Infiltration |  | WntrDsn | 2014-01-01 | 2014-12-31 | Constant | bar: Hr 1
SmallHotel_Lounge_INFIL_SPEED | Infiltration |  | SmrDsn | 2014-01-01 | 2014-12-31 | Constant | bar: Hr 1
SmallHotel_Lounge_INFIL_SPEED | Infiltration |  | Sun | 2014-01-01 | 2014-12-31 | Constant | Hr 1: 0.5
SmallHotel_Lounge_INFIL_SPEED | Infiltration |  | Sat | 2014-01-01 | 2014-12-31 | Constant | Hr 1: 0.5
SmallHotel_Lounge_INFIL_SPEED | Infiltration |  | Wkdy ¦ Default | 2014-01-01 | 2014-12-31 | Constant | Hr 1: 0.5
SmallHotel_Lounge_ACTIVITY_SPEED | Activity | W | WntrDsn | 2014-01-01 | 2014-12-31 | Constant | Hr 1: 120
SmallHotel_Lounge_ACTIVITY_SPEED | Activity | W | SmrDsn | 2014-01-01 | 2014-12-31 | Constant | Hr 1: 120
SmallHotel_Lounge_ACTIVITY_SPEED | Activity | W | Sun | 2014-01-01 | 2014-12-31 | Constant | Hr 1: 120
SmallHotel_Lounge_ACTIVITY_SPEED | Activity | W | Sat | 2014-01-01 | 2014-12-31 | Constant | Hr 1: 120
SmallHotel_Lounge_ACTIVITY_SPEED | Activity | W | Wkdy ¦ Default | 2014-01-01 | 2014-12-31 | Constant | Hr 1: 120
SmallHotel_Lounge_OA_SPEED | OA Air |  | WntrDsn | 2014-01-01 | 2014-12-31 | Constant | bar: Hr 1
SmallHotel_Lounge_OA_SPEED | OA Air |  | SmrDsn | 2014-01-01 | 2014-12-31 | Constant | bar: Hr 1
SmallHotel_Lounge_OA_SPEED | OA Air |  | Sun | 2014-01-01 | 2014-12-31 | Hourly | 1 | 0 | 0 | 0 | 0 | 0 | 0 | 0 | 1 | 1 | 1 | 1 | 1 | 1 | 1 | 1 | 1 | 1 | 0 | 0 | 0 | 0 | 0 | 0
SmallHotel_Lounge_OA_SPEED | OA Air |  | Sat | 2014-01-01 | 2014-12-31 | Hourly | 1 | 0 | 0 | 0 | 0 | 0 | 0 | 0 | 1 | 1 | 1 | 1 | 1 | 1 | 1 | 1 | 1 | 1 | 0 | 0 | 0 | 0 | 0 | 0
SmallHotel_Lounge_OA_SPEED | OA Air |  | Wkdy ¦ Default | 2014-01-01 | 2014-12-31 | Hourly | 1 | 0 | 0 | 0 | 0 | 1 | 1 | 1 | 1 | 1 | 1 | 1 | 1 | 1 | 1 | 1 | 1 | 1 | 1 | 1 | 0 | 0 | 0 | 0
SmallHotel_Mechanical_CLGSETP_SPEED | Thermostat Setpoint | C | WntrDsn | 2014-01-01 | 2014-12-31 | Constant | Hr 1: 23.9
SmallHotel_Mechanical_CLGSETP_SPEED | Thermostat Setpoint | C | SmrDsn | 2014-01-01 | 2014-12-31 | Constant | Hr 1: 23.9
SmallHotel_Mechanical_CLGSETP_SPEED | Thermostat Setpoint | C | Sun | 2014-01-01 | 2014-12-31 | Constant | Hr 1: 23.9
SmallHotel_Mechanical_CLGSETP_SPEED | Thermostat Setpoint | C | Sat | 2014-01-01 | 2014-12-31 | Constant | Hr 1: 23.9
SmallHotel_Mechanical_CLGSETP_SPEED | Thermostat Setpoint | C | Wkdy ¦ Default | 2014-01-01 | 2014-12-31 | Constant | Hr 1: 23.9
SmallHotel_Mechanical_HTGSETP_SPEED | Thermostat Setpoint | C | WntrDsn | 2014-01-01 | 2014-12-31 | Constant | Hr 1: 21.1
SmallHotel_Mechanical_HTGSETP_SPEED | Thermostat Setpoint | C | SmrDsn | 2014-01-01 | 2014-12-31 | Constant | Hr 1: 21.1
SmallHotel_Mechanical_HTGSETP_SPEED | Thermostat Setpoint | C | Sun | 2014-01-01 | 2014-12-31 | Constant | Hr 1: 21.1
SmallHotel_Mechanical_HTGSETP_SPEED | Thermostat Setpoint | C | Sat | 2014-01-01 | 2014-12-31 | Constant | Hr 1: 21.1
SmallHotel_Mechanical_HTGSETP_SPEED | Thermostat Setpoint | C | Wkdy ¦ Default | 2014-01-01 | 2014-12-31 | Constant | Hr 1: 21.1
SmallHotel_Mechanical_OCC_SPEED | Occupancy |  | WntrDsn | 2014-01-01 | 2014-12-31 | Constant | Hr 1: 0
SmallHotel_Mechanical_OCC_SPEED | Occupancy |  | SmrDsn | 2014-01-01 | 2014-12-31 | Constant | bar: Hr 1
SmallHotel_Mechanical_OCC_SPEED | Occupancy |  | Sun | 2014-01-01 | 2014-12-31 | Constant | Hr 1: 0
SmallHotel_Mechanical_OCC_SPEED | Occupancy |  | Sat | 2014-01-01 | 2014-12-31 | Constant | Hr 1: 0
SmallHotel_Mechanical_OCC_SPEED | Occupancy |  | Wkdy ¦ Default | 2014-01-01 | 2014-12-31 | Constant | Hr 1: 0
SmallHotel_Mechanical_LIGHT_2007_SPEED | Lighting |  | WntrDsn | 2014-01-01 | 2014-12-31 | Constant | Hr 1: 0
SmallHotel_Mechanical_LIGHT_2007_SPEED | Lighting |  | SmrDsn | 2014-01-01 | 2014-12-31 | Constant | bar: Hr 1
SmallHotel_Mechanical_LIGHT_2007_SPEED | Lighting |  | Sun | 2014-01-01 | 2014-12-31 | Constant | Hr 1: 0
SmallHotel_Mechanical_LIGHT_2007_SPEED | Lighting |  | Sat | 2014-01-01 | 2014-12-31 | Constant | Hr 1: 0
SmallHotel_Mechanical_LIGHT_2007_SPEED | Lighting |  | Wkdy ¦ Default | 2014-01-01 | 2014-12-31 | Constant | Hr 1: 0
SmallHotel_Mechanical_EQUIP_2007_SPEED | Equipment |  | WntrDsn | 2014-01-01 | 2014-12-31 | Constant | Hr 1: 0
SmallHotel_Mechanical_EQUIP_2007_SPEED | Equipment |  | SmrDsn | 2014-01-01 | 2014-12-31 | Constant | bar: Hr 1
SmallHotel_Mechanical_EQUIP_2007_SPEED | Equipment |  | Sun | 2014-01-01 | 2014-12-31 | Hourly | 0.05 | 0.05 | 0.05 | 0.05 | 0.1 | 0.2 | 0.4 | 0.5 | 0.5 | 0.35 | 0.15 | 0.15 | 0.15 | 0.15 | 0.15 | 0.15 | 0.35 | 0.5 | 0.5 | 0.4 | 0.4 | 0.3 | 0.2 | 0.1
SmallHotel_Mechanical_EQUIP_2007_SPEED | Equipment |  | Sat | 2014-01-01 | 2014-12-31 | Hourly | 0.05 | 0.05 | 0.05 | 0.05 | 0.1 | 0.2 | 0.4 | 0.5 | 0.5 | 0.35 | 0.15 | 0.15 | 0.15 | 0.15 | 0.15 | 0.15 | 0.35 | 0.5 | 0.5 | 0.4 | 0.4 | 0.3 | 0.2 | 0.1
SmallHotel_Mechanical_EQUIP_2007_SPEED | Equipment |  | Wkdy ¦ Default | 2014-01-01 | 2014-12-31 | Hourly | 0.05 | 0.05 | 0.05 | 0.05 | 0.1 | 0.2 | 0.4 | 0.5 | 0.5 | 0.35 | 0.15 | 0.15 | 0.15 | 0.15 | 0.15 | 0.15 | 0.35 | 0.5 | 0.5 | 0.4 | 0.4 | 0.3 | 0.2 | 0.1
SmallHotel_Mechanical_LIGHT_2010_SPEED | Lighting |  | WntrDsn | 2014-01-01 | 2014-12-31 | Constant | Hr 1: 0
SmallHotel_Mechanical_LIGHT_2010_SPEED | Lighting |  | SmrDsn | 2014-01-01 | 2014-12-31 | Constant | bar: Hr 1
SmallHotel_Mechanical_LIGHT_2010_SPEED | Lighting |  | Sun | 2014-01-01 | 2014-12-31 | Constant | Hr 1: 0
SmallHotel_Mechanical_LIGHT_2010_SPEED | Lighting |  | Sat | 2014-01-01 | 2014-12-31 | Constant | Hr 1: 0
SmallHotel_Mechanical_LIGHT_2010_SPEED | Lighting |  | Wkdy ¦ Default | 2014-01-01 | 2014-12-31 | Constant | Hr 1: 0
SmallHotel_Mechanical_EQUIP_2010_SPEED | Equipment |  | WntrDsn | 2014-01-01 | 2014-12-31 | Constant | Hr 1: 0
SmallHotel_Mechanical_EQUIP_2010_SPEED | Equipment |  | SmrDsn | 2014-01-01 | 2014-12-31 | Constant | bar: Hr 1
SmallHotel_Mechanical_EQUIP_2010_SPEED | Equipment |  | Sun | 2014-01-01 | 2014-12-31 | Hourly | 0.05 | 0.05 | 0.05 | 0.05 | 0.1 | 0.2 | 0.4 | 0.5 | 0.5 | 0.35 | 0.15 | 0.15 | 0.15 | 0.15 | 0.15 | 0.15 | 0.35 | 0.5 | 0.5 | 0.4 | 0.4 | 0.3 | 0.2 | 0.1
SmallHotel_Mechanical_EQUIP_2010_SPEED | Equipment |  | Sat | 2014-01-01 | 2014-12-31 | Hourly | 0.05 | 0.05 | 0.05 | 0.05 | 0.1 | 0.2 | 0.4 | 0.5 | 0.5 | 0.35 | 0.15 | 0.15 | 0.15 | 0.15 | 0.15 | 0.15 | 0.35 | 0.5 | 0.5 | 0.4 | 0.4 | 0.3 | 0.2 | 0.1
SmallHotel_Mechanical_EQUIP_2010_SPEED | Equipment |  | Wkdy ¦ Default | 2014-01-01 | 2014-12-31 | Hourly | 0.05 | 0.05 | 0.05 | 0.05 | 0.1 | 0.2 | 0.4 | 0.5 | 0.5 | 0.35 | 0.15 | 0.15 | 0.15 | 0.15 | 0.15 | 0.15 | 0.35 | 0.5 | 0.5 | 0.4 | 0.4 | 0.3 | 0.2 | 0.1
SmallHotel_Mechanical_LIGHT_2013_SPEED | Lighting |  | WntrDsn | 2014-01-01 | 2014-12-31 | Constant | Hr 1: 0
SmallHotel_Mechanical_LIGHT_2013_SPEED | Lighting |  | SmrDsn | 2014-01-01 | 2014-12-31 | Constant | bar: Hr 1
SmallHotel_Mechanical_LIGHT_2013_SPEED | Lighting |  | Sun | 2014-01-01 | 2014-12-31 | Constant | Hr 1: 0
SmallHotel_Mechanical_LIGHT_2013_SPEED | Lighting |  | Sat | 2014-01-01 | 2014-12-31 | Constant | Hr 1: 0
SmallHotel_Mechanical_LIGHT_2013_SPEED | Lighting |  | Wkdy ¦ Default | 2014-01-01 | 2014-12-31 | Constant | Hr 1: 0
SmallHotel_Mechanical_EQUIP_2013_SPEED | Equipment |  | WntrDsn | 2014-01-01 | 2014-12-31 | Constant | Hr 1: 0
SmallHotel_Mechanical_EQUIP_2013_SPEED | Equipment |  | SmrDsn | 2014-01-01 | 2014-12-31 | Constant | bar: Hr 1
SmallHotel_Mechanical_EQUIP_2013_SPEED | Equipment |  | Sun | 2014-01-01 | 2014-12-31 | Hourly | 0.05 | 0.05 | 0.05 | 0.05 | 0.1 | 0.2 | 0.4 | 0.5 | 0.5 | 0.35 | 0.15 | 0.15 | 0.15 | 0.15 | 0.15 | 0.15 | 0.35 | 0.5 | 0.5 | 0.4 | 0.4 | 0.3 | 0.2 | 0.1
SmallHotel_Mechanical_EQUIP_2013_SPEED | Equipment |  | Sat | 2014-01-01 | 2014-12-31 | Hourly | 0.05 | 0.05 | 0.05 | 0.05 | 0.1 | 0.2 | 0.4 | 0.5 | 0.5 | 0.35 | 0.15 | 0.15 | 0.15 | 0.15 | 0.15 | 0.15 | 0.35 | 0.5 | 0.5 | 0.4 | 0.4 | 0.3 | 0.2 | 0.1
SmallHotel_Mechanical_EQUIP_2013_SPEED | Equipment |  | Wkdy ¦ Default | 2014-01-01 | 2014-12-31 | Hourly | 0.05 | 0.05 | 0.05 | 0.05 | 0.1 | 0.2 | 0.4 | 0.5 | 0.5 | 0.35 | 0.15 | 0.15 | 0.15 | 0.15 | 0.15 | 0.15 | 0.35 | 0.5 | 0.5 | 0.4 | 0.4 | 0.3 | 0.2 | 0.1
SmallHotel_Mechanical_INFIL_SPEED | Infiltration |  | WntrDsn | 2014-01-01 | 2014-12-31 | Constant | bar: Hr 1
SmallHotel_Mechanical_INFIL_SPEED | Infiltration |  | SmrDsn | 2014-01-01 | 2014-12-31 | Constant | bar: Hr 1
SmallHotel_Mechanical_INFIL_SPEED | Infiltration |  | Sun | 2014-01-01 | 2014-12-31 | Constant | bar: Hr 1
SmallHotel_Mechanical_INFIL_SPEED | Infiltration |  | Sat | 2014-01-01 | 2014-12-31 | Constant | bar: Hr 1
SmallHotel_Mechanical_INFIL_SPEED | Infiltration |  | Wkdy ¦ Default | 2014-01-01 | 2014-12-31 | Constant | bar: Hr 1
SmallHotel_Mechanical_ACTIVITY_SPEED | Activity | W | WntrDsn | 2014-01-01 | 2014-12-31 | Constant | Hr 1: 120
SmallHotel_Mechanical_ACTIVITY_SPEED | Activity | W | SmrDsn | 2014-01-01 | 2014-12-31 | Constant | Hr 1: 120
SmallHotel_Mechanical_ACTIVITY_SPEED | Activity | W | Sun | 2014-01-01 | 2014-12-31 | Constant | Hr 1: 120
SmallHotel_Mechanical_ACTIVITY_SPEED | Activity | W | Sat | 2014-01-01 | 2014-12-31 | Constant | Hr 1: 120
SmallHotel_Mechanical_ACTIVITY_SPEED | Activity | W | Wkdy ¦ Default | 2014-01-01 | 2014-12-31 | Constant | Hr 1: 120
SmallHotel_Mechanical_OA_SPEED | OA Air |  | WntrDsn | 2014-01-01 | 2014-12-31 | Constant | bar: Hr 1
SmallHotel_Mechanical_OA_SPEED | OA Air |  | SmrDsn | 2014-01-01 | 2014-12-31 | Constant | bar: Hr 1
SmallHotel_Mechanical_OA_SPEED | OA Air |  | Sun | 2014-01-01 | 2014-12-31 | Constant | bar: Hr 1
SmallHotel_Mechanical_OA_SPEED | OA Air |  | Sat | 2014-01-01 | 2014-12-31 | Constant | bar: Hr 1
SmallHotel_Mechanical_OA_SPEED | OA Air |  | Wkdy ¦ Default | 2014-01-01 | 2014-12-31 | Constant | bar: Hr 1
SmallHotel_ElevatorCore_CLGSETP_SPEED | Thermostat Setpoint | C | WntrDsn | 2014-01-01 | 2014-12-31 | Constant | Hr 1: 23.9
SmallHotel_ElevatorCore_CLGSETP_SPEED | Thermostat Setpoint | C | SmrDsn | 2014-01-01 | 2014-12-31 | Constant | Hr 1: 23.9
SmallHotel_ElevatorCore_CLGSETP_SPEED | Thermostat Setpoint | C | Sun | 2014-01-01 | 2014-12-31 | Constant | Hr 1: 23.9
SmallHotel_ElevatorCore_CLGSETP_SPEED | Thermostat Setpoint | C | Sat | 2014-01-01 | 2014-12-31 | Constant | Hr 1: 23.9
SmallHotel_ElevatorCore_CLGSETP_SPEED | Thermostat Setpoint | C | Wkdy ¦ Default | 2014-01-01 | 2014-12-31 | Constant | Hr 1: 23.9
SmallHotel_ElevatorCore_HTGSETP_SPEED | Thermostat Setpoint | C | WntrDsn | 2014-01-01 | 2014-12-31 | Constant | Hr 1: 21.1
SmallHotel_ElevatorCore_HTGSETP_SPEED | Thermostat Setpoint | C | SmrDsn | 2014-01-01 | 2014-12-31 | Constant | Hr 1: 21.1
SmallHotel_ElevatorCore_HTGSETP_SPEED | Thermostat Setpoint | C | Sun | 2014-01-01 | 2014-12-31 | Constant | Hr 1: 21.1
SmallHotel_ElevatorCore_HTGSETP_SPEED | Thermostat Setpoint | C | Sat | 2014-01-01 | 2014-12-31 | Constant | Hr 1: 21.1
SmallHotel_ElevatorCore_HTGSETP_SPEED | Thermostat Setpoint | C | Wkdy ¦ Default | 2014-01-01 | 2014-12-31 | Constant | Hr 1: 21.1
SmallHotel_ElevatorCore_OCC_SPEED | Occupancy |  | WntrDsn | 2014-01-01 | 2014-12-31 | Constant | Hr 1: 0
SmallHotel_ElevatorCore_OCC_SPEED | Occupancy |  | SmrDsn | 2014-01-01 | 2014-12-31 | Constant | bar: Hr 1
SmallHotel_ElevatorCore_OCC_SPEED | Occupancy |  | Sun | 2014-01-01 | 2014-12-31 | Constant | Hr 1: 0
SmallHotel_ElevatorCore_OCC_SPEED | Occupancy |  | Sat | 2014-01-01 | 2014-12-31 | Constant | Hr 1: 0
SmallHotel_ElevatorCore_OCC_SPEED | Occupancy |  | Wkdy ¦ Default | 2014-01-01 | 2014-12-31 | Constant | Hr 1: 0
SmallHotel_ElevatorCore_LIGHT_2007_SPEED | Lighting |  | WntrDsn | 2014-01-01 | 2014-12-31 | Constant | Hr 1: 0
SmallHotel_ElevatorCore_LIGHT_2007_SPEED | Lighting |  | SmrDsn | 2014-01-01 | 2014-12-31 | Constant | bar: Hr 1
SmallHotel_ElevatorCore_LIGHT_2007_SPEED | Lighting |  | Sun | 2014-01-01 | 2014-12-31 | Constant | Hr 1: 0
SmallHotel_ElevatorCore_LIGHT_2007_SPEED | Lighting |  | Sat | 2014-01-01 | 2014-12-31 | Constant | Hr 1: 0
SmallHotel_ElevatorCore_LIGHT_2007_SPEED | Lighting |  | Wkdy ¦ Default | 2014-01-01 | 2014-12-31 | Constant | Hr 1: 0
SmallHotel_ElevatorCore_EQUIP_2007_SPEED | Equipment |  | WntrDsn | 2014-01-01 | 2014-12-31 | Constant | Hr 1: 0
SmallHotel_ElevatorCore_EQUIP_2007_SPEED | Equipment |  | SmrDsn | 2014-01-01 | 2014-12-31 | Constant | bar: Hr 1
SmallHotel_ElevatorCore_EQUIP_2007_SPEED | Equipment |  | Sun | 2014-01-01 | 2014-12-31 | Hourly | 0.05 | 0.05 | 0.05 | 0.05 | 0.1 | 0.2 | 0.4 | 0.5 | 0.5 | 0.35 | 0.15 | 0.15 | 0.15 | 0.15 | 0.15 | 0.15 | 0.35 | 0.5 | 0.5 | 0.4 | 0.4 | 0.3 | 0.2 | 0.1
SmallHotel_ElevatorCore_EQUIP_2007_SPEED | Equipment |  | Sat | 2014-01-01 | 2014-12-31 | Hourly | 0.05 | 0.05 | 0.05 | 0.05 | 0.1 | 0.2 | 0.4 | 0.5 | 0.5 | 0.35 | 0.15 | 0.15 | 0.15 | 0.15 | 0.15 | 0.15 | 0.35 | 0.5 | 0.5 | 0.4 | 0.4 | 0.3 | 0.2 | 0.1
SmallHotel_ElevatorCore_EQUIP_2007_SPEED | Equipment |  | Wkdy ¦ Default | 2014-01-01 | 2014-12-31 | Hourly | 0.05 | 0.05 | 0.05 | 0.05 | 0.1 | 0.2 | 0.4 | 0.5 | 0.5 | 0.35 | 0.15 | 0.15 | 0.15 | 0.15 | 0.15 | 0.15 | 0.35 | 0.5 | 0.5 | 0.4 | 0.4 | 0.3 | 0.2 | 0.1
SmallHotel_ElevatorCore_LIGHT_2010_SPEED | Lighting |  | WntrDsn | 2014-01-01 | 2014-12-31 | Constant | Hr 1: 0
SmallHotel_ElevatorCore_LIGHT_2010_SPEED | Lighting |  | SmrDsn | 2014-01-01 | 2014-12-31 | Constant | bar: Hr 1
SmallHotel_ElevatorCore_LIGHT_2010_SPEED | Lighting |  | Sun | 2014-01-01 | 2014-12-31 | Constant | Hr 1: 0
SmallHotel_ElevatorCore_LIGHT_2010_SPEED | Lighting |  | Sat | 2014-01-01 | 2014-12-31 | Constant | Hr 1: 0
SmallHotel_ElevatorCore_LIGHT_2010_SPEED | Lighting |  | Wkdy ¦ Default | 2014-01-01 | 2014-12-31 | Constant | Hr 1: 0
SmallHotel_ElevatorCore_EQUIP_2010_SPEED | Equipment |  | WntrDsn | 2014-01-01 | 2014-12-31 | Constant | Hr 1: 0
SmallHotel_ElevatorCore_EQUIP_2010_SPEED | Equipment |  | SmrDsn | 2014-01-01 | 2014-12-31 | Constant | bar: Hr 1
SmallHotel_ElevatorCore_EQUIP_2010_SPEED | Equipment |  | Sun | 2014-01-01 | 2014-12-31 | Hourly | 0.05 | 0.05 | 0.05 | 0.05 | 0.1 | 0.2 | 0.4 | 0.5 | 0.5 | 0.35 | 0.15 | 0.15 | 0.15 | 0.15 | 0.15 | 0.15 | 0.35 | 0.5 | 0.5 | 0.4 | 0.4 | 0.3 | 0.2 | 0.1
SmallHotel_ElevatorCore_EQUIP_2010_SPEED | Equipment |  | Sat | 2014-01-01 | 2014-12-31 | Hourly | 0.05 | 0.05 | 0.05 | 0.05 | 0.1 | 0.2 | 0.4 | 0.5 | 0.5 | 0.35 | 0.15 | 0.15 | 0.15 | 0.15 | 0.15 | 0.15 | 0.35 | 0.5 | 0.5 | 0.4 | 0.4 | 0.3 | 0.2 | 0.1
SmallHotel_ElevatorCore_EQUIP_2010_SPEED | Equipment |  | Wkdy ¦ Default | 2014-01-01 | 2014-12-31 | Hourly | 0.05 | 0.05 | 0.05 | 0.05 | 0.1 | 0.2 | 0.4 | 0.5 | 0.5 | 0.35 | 0.15 | 0.15 | 0.15 | 0.15 | 0.15 | 0.15 | 0.35 | 0.5 | 0.5 | 0.4 | 0.4 | 0.3 | 0.2 | 0.1
SmallHotel_ElevatorCore_LIGHT_2013_SPEED | Lighting |  | WntrDsn | 2014-01-01 | 2014-12-31 | Constant | Hr 1: 0
SmallHotel_ElevatorCore_LIGHT_2013_SPEED | Lighting |  | SmrDsn | 2014-01-01 | 2014-12-31 | Constant | bar: Hr 1
SmallHotel_ElevatorCore_LIGHT_2013_SPEED | Lighting |  | Sun | 2014-01-01 | 2014-12-31 | Constant | Hr 1: 0
SmallHotel_ElevatorCore_LIGHT_2013_SPEED | Lighting |  | Sat | 2014-01-01 | 2014-12-31 | Constant | Hr 1: 0
SmallHotel_ElevatorCore_LIGHT_2013_SPEED | Lighting |  | Wkdy ¦ Default | 2014-01-01 | 2014-12-31 | Constant | Hr 1: 0
SmallHotel_ElevatorCore_EQUIP_2013_SPEED | Equipment |  | WntrDsn | 2014-01-01 | 2014-12-31 | Constant | Hr 1: 0
SmallHotel_ElevatorCore_EQUIP_2013_SPEED | Equipment |  | SmrDsn | 2014-01-01 | 2014-12-31 | Constant | bar: Hr 1
SmallHotel_ElevatorCore_EQUIP_2013_SPEED | Equipment |  | Sun | 2014-01-01 | 2014-12-31 | Hourly | 0.05 | 0.05 | 0.05 | 0.05 | 0.1 | 0.2 | 0.4 | 0.5 | 0.5 | 0.35 | 0.15 | 0.15 | 0.15 | 0.15 | 0.15 | 0.15 | 0.35 | 0.5 | 0.5 | 0.4 | 0.4 | 0.3 | 0.2 | 0.1
SmallHotel_ElevatorCore_EQUIP_2013_SPEED | Equipment |  | Sat | 2014-01-01 | 2014-12-31 | Hourly | 0.05 | 0.05 | 0.05 | 0.05 | 0.1 | 0.2 | 0.4 | 0.5 | 0.5 | 0.35 | 0.15 | 0.15 | 0.15 | 0.15 | 0.15 | 0.15 | 0.35 | 0.5 | 0.5 | 0.4 | 0.4 | 0.3 | 0.2 | 0.1
SmallHotel_ElevatorCore_EQUIP_2013_SPEED | Equipment |  | Wkdy ¦ Default | 2014-01-01 | 2014-12-31 | Hourly | 0.05 | 0.05 | 0.05 | 0.05 | 0.1 | 0.2 | 0.4 | 0.5 | 0.5 | 0.35 | 0.15 | 0.15 | 0.15 | 0.15 | 0.15 | 0.15 | 0.35 | 0.5 | 0.5 | 0.4 | 0.4 | 0.3 | 0.2 | 0.1
SmallHotel_ElevatorCore_INFIL_SPEED | Infiltration |  | WntrDsn | 2014-01-01 | 2014-12-31 | Constant | bar: Hr 1
SmallHotel_ElevatorCore_INFIL_SPEED | Infiltration |  | SmrDsn | 2014-01-01 | 2014-12-31 | Constant | bar: Hr 1
SmallHotel_ElevatorCore_INFIL_SPEED | Infiltration |  | Sun | 2014-01-01 | 2014-12-31 | Constant | bar: Hr 1
SmallHotel_ElevatorCore_INFIL_SPEED | Infiltration |  | Sat | 2014-01-01 | 2014-12-31 | Constant | bar: Hr 1
SmallHotel_ElevatorCore_INFIL_SPEED | Infiltration |  | Wkdy ¦ Default | 2014-01-01 | 2014-12-31 | Constant | bar: Hr 1
SmallHotel_ElevatorCore_ACTIVITY_SPEED | Activity | W | WntrDsn | 2014-01-01 | 2014-12-31 | Constant | Hr 1: 120
SmallHotel_ElevatorCore_ACTIVITY_SPEED | Activity | W | SmrDsn | 2014-01-01 | 2014-12-31 | Constant | Hr 1: 120
SmallHotel_ElevatorCore_ACTIVITY_SPEED | Activity | W | Sun | 2014-01-01 | 2014-12-31 | Constant | Hr 1: 120
SmallHotel_ElevatorCore_ACTIVITY_SPEED | Activity | W | Sat | 2014-01-01 | 2014-12-31 | Constant | Hr 1: 120
SmallHotel_ElevatorCore_ACTIVITY_SPEED | Activity | W | Wkdy ¦ Default | 2014-01-01 | 2014-12-31 | Constant | Hr 1: 120
SmallHotel_ElevatorCore_OA_SPEED | OA Air |  | WntrDsn | 2014-01-01 | 2014-12-31 | Constant | bar: Hr 1
SmallHotel_ElevatorCore_OA_SPEED | OA Air |  | SmrDsn | 2014-01-01 | 2014-12-31 | Constant | bar: Hr 1
SmallHotel_ElevatorCore_OA_SPEED | OA Air |  | Sun | 2014-01-01 | 2014-12-31 | Constant | bar: Hr 1
SmallHotel_ElevatorCore_OA_SPEED | OA Air |  | Sat | 2014-01-01 | 2014-12-31 | Constant | bar: Hr 1
SmallHotel_ElevatorCore_OA_SPEED | OA Air |  | Wkdy ¦ Default | 2014-01-01 | 2014-12-31 | Constant | bar: Hr 1
SuperMarket_Storage_CLGSETP_SPEED | Thermostat Setpoint | C | WntrDsn | 2014-01-01 | 2014-12-31 | Constant | Hr 1: 23.9
SuperMarket_Storage_CLGSETP_SPEED | Thermostat Setpoint | C | SmrDsn | 2014-01-01 | 2014-12-31 | Constant | Hr 1: 23.9
SuperMarket_Storage_CLGSETP_SPEED | Thermostat Setpoint | C | Sun | 2014-01-01 | 2014-12-31 | Hourly | 25.6 | 25.6 | 25.6 | 25.6 | 25.6 | 25.6 | 23.9 | 23.9 | 23.9 | 23.9 | 23.9 | 23.9 | 23.9 | 23.9 | 23.9 | 23.9 | 23.9 | 23.9 | 23.9 | 23.9 | 23.9 | 23.9 | 25.6 | 25.6
SuperMarket_Storage_CLGSETP_SPEED | Thermostat Setpoint | C | Sat | 2014-01-01 | 2014-12-31 | Hourly | 25.6 | 25.6 | 25.6 | 25.6 | 25.6 | 25.6 | 23.9 | 23.9 | 23.9 | 23.9 | 23.9 | 23.9 | 23.9 | 23.9 | 23.9 | 23.9 | 23.9 | 23.9 | 23.9 | 23.9 | 23.9 | 23.9 | 25.6 | 25.6
SuperMarket_Storage_CLGSETP_SPEED | Thermostat Setpoint | C | Wkdy ¦ Default | 2014-01-01 | 2014-12-31 | Hourly | 25.6 | 25.6 | 25.6 | 25.6 | 25.6 | 25.6 | 23.9 | 23.9 | 23.9 | 23.9 | 23.9 | 23.9 | 23.9 | 23.9 | 23.9 | 23.9 | 23.9 | 23.9 | 23.9 | 23.9 | 23.9 | 23.9 | 25.6 | 25.6
SuperMarket_Storage_HTGSETP_SPEED | Thermostat Setpoint | C | WntrDsn | 2014-01-01 | 2014-12-31 | Constant | Hr 1: 21.1
SuperMarket_Storage_HTGSETP_SPEED | Thermostat Setpoint | C | SmrDsn | 2014-01-01 | 2014-12-31 | Constant | Hr 1: 21.1
SuperMarket_Storage_HTGSETP_SPEED | Thermostat Setpoint | C | Sun | 2014-01-01 | 2014-12-31 | Hourly | 19.4 | 19.4 | 19.4 | 19.4 | 19.4 | 19.4 | 21.1 | 21.1 | 21.1 | 21.1 | 21.1 | 21.1 | 21.1 | 21.1 | 21.1 | 21.1 | 21.1 | 21.1 | 21.1 | 21.1 | 21.1 | 21.1 | 19.4 | 19.4
SuperMarket_Storage_HTGSETP_SPEED | Thermostat Setpoint | C | Sat | 2014-01-01 | 2014-12-31 | Hourly | 19.4 | 19.4 | 19.4 | 19.4 | 19.4 | 19.4 | 21.1 | 21.1 | 21.1 | 21.1 | 21.1 | 21.1 | 21.1 | 21.1 | 21.1 | 21.1 | 21.1 | 21.1 | 21.1 | 21.1 | 21.1 | 21.1 | 19.4 | 19.4
SuperMarket_Storage_HTGSETP_SPEED | Thermostat Setpoint | C | Wkdy ¦ Default | 2014-01-01 | 2014-12-31 | Hourly | 19.4 | 19.4 | 19.4 | 19.4 | 19.4 | 19.4 | 21.1 | 21.1 | 21.1 | 21.1 | 21.1 | 21.1 | 21.1 | 21.1 | 21.1 | 21.1 | 21.1 | 21.1 | 21.1 | 21.1 | 21.1 | 21.1 | 19.4 | 19.4
SuperMarket_Storage_OCC_SPEED | Occupancy |  | WntrDsn | 2014-01-01 | 2014-12-31 | Constant | Hr 1: 0
SuperMarket_Storage_OCC_SPEED | Occupancy |  | SmrDsn | 2014-01-01 | 2014-12-31 | Constant | bar: Hr 1
SuperMarket_Storage_OCC_SPEED | Occupancy |  | Sun | 2014-01-01 | 2014-12-31 | Hourly | 0 | 0 | 0 | 0 | 0 | 0 | 0.1 | 0.1 | 0.1 | 0.1 | 0.2 | 0.2 | 0.4 | 0.4 | 0.4 | 0.4 | 0.4 | 0.2 | 0.1 | 0.1 | 0.1 | 0.1 | 0 | 0
SuperMarket_Storage_OCC_SPEED | Occupancy |  | Sat | 2014-01-01 | 2014-12-31 | Hourly | 0 | 0 | 0 | 0 | 0 | 0 | 0.1 | 0.1 | 0.2 | 0.5 | 0.6 | 0.8 | 0.8 | 0.8 | 0.8 | 0.8 | 0.8 | 0.6 | 0.2 | 0.2 | 0.2 | 0.1 | 0 | 0
SuperMarket_Storage_OCC_SPEED | Occupancy |  | Wkdy ¦ Default | 2014-01-01 | 2014-12-31 | Hourly | 0 | 0 | 0 | 0 | 0 | 0 | 0.1 | 0.1 | 0.2 | 0.5 | 0.5 | 0.7 | 0.7 | 0.7 | 0.7 | 0.8 | 0.7 | 0.5 | 0.5 | 0.3 | 0.3 | 0.3 | 0 | 0
SuperMarket_Storage_LIGHT_2007_SPEED | Lighting |  | WntrDsn | 2014-01-01 | 2014-12-31 | Constant | Hr 1: 0
SuperMarket_Storage_LIGHT_2007_SPEED | Lighting |  | SmrDsn | 2014-01-01 | 2014-12-31 | Constant | bar: Hr 1
SuperMarket_Storage_LIGHT_2007_SPEED | Lighting |  | Sun | 2014-01-01 | 2014-12-31 | Hourly | 0.05 | 0.05 | 0.05 | 0.05 | 0.05 | 0.05 | 0.1 | 0.1 | 0.1 | 0.1 | 0.4 | 0.4 | 0.6 | 0.6 | 0.6 | 0.6 | 0.6 | 0.4 | 0.2 | 0.2 | 0.2 | 0.2 | 0.05 | 0.05
SuperMarket_Storage_LIGHT_2007_SPEED | Lighting |  | Sat | 2014-01-01 | 2014-12-31 | Hourly | 0.05 | 0.05 | 0.05 | 0.05 | 0.05 | 0.05 | 0.1 | 0.1 | 0.3 | 0.6 | 0.9 | 0.9 | 0.9 | 0.9 | 0.9 | 0.9 | 0.9 | 0.9 | 0.5 | 0.3 | 0.3 | 0.1 | 0.05 | 0.05
SuperMarket_Storage_LIGHT_2007_SPEED | Lighting |  | Wkdy ¦ Default | 2014-01-01 | 2014-12-31 | Hourly | 0.05 | 0.05 | 0.05 | 0.05 | 0.05 | 0.05 | 0.2 | 0.2 | 0.5 | 0.9 | 0.9 | 0.9 | 0.9 | 0.9 | 0.9 | 0.9 | 0.9 | 0.9 | 0.6 | 0.6 | 0.5 | 0.2 | 0.05 | 0.05
SuperMarket_Storage_EQUIP_2007_SPEED | Equipment |  | WntrDsn | 2014-01-01 | 2014-12-31 | Constant | Hr 1: 0
SuperMarket_Storage_EQUIP_2007_SPEED | Equipment |  | SmrDsn | 2014-01-01 | 2014-12-31 | Constant | bar: Hr 1
SuperMarket_Storage_EQUIP_2007_SPEED | Equipment |  | Sun | 2014-01-01 | 2014-12-31 | Hourly | 0.3 | 0.3 | 0.3 | 0.3 | 0.3 | 0.3 | 0.3 | 0.3 | 0.3 | 0.3 | 0.6 | 0.6 | 0.8 | 0.8 | 0.8 | 0.8 | 0.8 | 0.6 | 0.4 | 0.4 | 0.4 | 0.4 | 0.3 | 0.3
SuperMarket_Storage_EQUIP_2007_SPEED | Equipment |  | Sat | 2014-01-01 | 2014-12-31 | Hourly | 0.3 | 0.3 | 0.3 | 0.3 | 0.3 | 0.3 | 0.3 | 0.3 | 0.5 | 0.8 | 0.9 | 0.9 | 0.9 | 0.9 | 0.9 | 0.9 | 0.9 | 0.9 | 0.7 | 0.5 | 0.5 | 0.3 | 0.3 | 0.3
SuperMarket_Storage_EQUIP_2007_SPEED | Equipment |  | Wkdy ¦ Default | 2014-01-01 | 2014-12-31 | Hourly | 0.4 | 0.4 | 0.4 | 0.4 | 0.4 | 0.4 | 0.4 | 0.4 | 0.7 | 0.9 | 0.9 | 0.9 | 0.9 | 0.9 | 0.9 | 0.9 | 0.9 | 0.9 | 0.8 | 0.8 | 0.7 | 0.4 | 0.4 | 0.4
SuperMarket_Storage_LIGHT_2010_SPEED | Lighting |  | WntrDsn | 2014-01-01 | 2014-12-31 | Constant | Hr 1: 0
SuperMarket_Storage_LIGHT_2010_SPEED | Lighting |  | SmrDsn | 2014-01-01 | 2014-12-31 | Constant | bar: Hr 1
SuperMarket_Storage_LIGHT_2010_SPEED | Lighting |  | Sun | 2014-01-01 | 2014-12-31 | Hourly | 0.05 | 0.05 | 0.05 | 0.05 | 0.05 | 0.05 | 0.1 | 0.1 | 0.1 | 0.1 | 0.4 | 0.4 | 0.6 | 0.6 | 0.6 | 0.6 | 0.6 | 0.4 | 0.2 | 0.2 | 0.2 | 0.2 | 0.05 | 0.05
SuperMarket_Storage_LIGHT_2010_SPEED | Lighting |  | Sat | 2014-01-01 | 2014-12-31 | Hourly | 0.05 | 0.05 | 0.05 | 0.05 | 0.05 | 0.05 | 0.1 | 0.1 | 0.3 | 0.6 | 0.9 | 0.9 | 0.9 | 0.9 | 0.9 | 0.9 | 0.9 | 0.9 | 0.5 | 0.3 | 0.3 | 0.1 | 0.05 | 0.05
SuperMarket_Storage_LIGHT_2010_SPEED | Lighting |  | Wkdy ¦ Default | 2014-01-01 | 2014-12-31 | Hourly | 0.05 | 0.05 | 0.05 | 0.05 | 0.05 | 0.05 | 0.2 | 0.2 | 0.5 | 0.9 | 0.9 | 0.9 | 0.9 | 0.9 | 0.9 | 0.9 | 0.9 | 0.9 | 0.6 | 0.6 | 0.5 | 0.2 | 0.05 | 0.05
SuperMarket_Storage_EQUIP_2010_SPEED | Equipment |  | WntrDsn | 2014-01-01 | 2014-12-31 | Constant | Hr 1: 0
SuperMarket_Storage_EQUIP_2010_SPEED | Equipment |  | SmrDsn | 2014-01-01 | 2014-12-31 | Constant | bar: Hr 1
SuperMarket_Storage_EQUIP_2010_SPEED | Equipment |  | Sun | 2014-01-01 | 2014-12-31 | Hourly | 0.3 | 0.3 | 0.3 | 0.3 | 0.3 | 0.3 | 0.3 | 0.3 | 0.3 | 0.3 | 0.6 | 0.6 | 0.8 | 0.8 | 0.8 | 0.8 | 0.8 | 0.6 | 0.4 | 0.4 | 0.4 | 0.4 | 0.3 | 0.3
SuperMarket_Storage_EQUIP_2010_SPEED | Equipment |  | Sat | 2014-01-01 | 2014-12-31 | Hourly | 0.3 | 0.3 | 0.3 | 0.3 | 0.3 | 0.3 | 0.3 | 0.3 | 0.5 | 0.8 | 0.9 | 0.9 | 0.9 | 0.9 | 0.9 | 0.9 | 0.9 | 0.9 | 0.7 | 0.5 | 0.5 | 0.3 | 0.3 | 0.3
SuperMarket_Storage_EQUIP_2010_SPEED | Equipment |  | Wkdy ¦ Default | 2014-01-01 | 2014-12-31 | Hourly | 0.4 | 0.4 | 0.4 | 0.4 | 0.4 | 0.4 | 0.4 | 0.4 | 0.7 | 0.9 | 0.9 | 0.9 | 0.9 | 0.9 | 0.9 | 0.9 | 0.9 | 0.9 | 0.8 | 0.8 | 0.7 | 0.4 | 0.4 | 0.4
SuperMarket_Storage_LIGHT_2013_SPEED | Lighting |  | WntrDsn | 2014-01-01 | 2014-12-31 | Constant | Hr 1: 0
SuperMarket_Storage_LIGHT_2013_SPEED | Lighting |  | SmrDsn | 2014-01-01 | 2014-12-31 | Constant | bar: Hr 1
SuperMarket_Storage_LIGHT_2013_SPEED | Lighting |  | Sun | 2014-01-01 | 2014-12-31 | Hourly | 0.05 | 0.05 | 0.05 | 0.05 | 0.05 | 0.05 | 0.1 | 0.1 | 0.1 | 0.1 | 0.4 | 0.4 | 0.6 | 0.6 | 0.6 | 0.6 | 0.6 | 0.4 | 0.2 | 0.2 | 0.2 | 0.2 | 0.05 | 0.05
SuperMarket_Storage_LIGHT_2013_SPEED | Lighting |  | Sat | 2014-01-01 | 2014-12-31 | Hourly | 0.05 | 0.05 | 0.05 | 0.05 | 0.05 | 0.05 | 0.1 | 0.1 | 0.3 | 0.6 | 0.9 | 0.9 | 0.9 | 0.9 | 0.9 | 0.9 | 0.9 | 0.9 | 0.5 | 0.3 | 0.3 | 0.1 | 0.05 | 0.05
SuperMarket_Storage_LIGHT_2013_SPEED | Lighting |  | Wkdy ¦ Default | 2014-01-01 | 2014-12-31 | Hourly | 0.05 | 0.05 | 0.05 | 0.05 | 0.05 | 0.05 | 0.2 | 0.2 | 0.5 | 0.9 | 0.9 | 0.9 | 0.9 | 0.9 | 0.9 | 0.9 | 0.9 | 0.9 | 0.6 | 0.6 | 0.5 | 0.2 | 0.05 | 0.05
SuperMarket_Storage_EQUIP_2013_SPEED | Equipment |  | WntrDsn | 2014-01-01 | 2014-12-31 | Constant | Hr 1: 0
SuperMarket_Storage_EQUIP_2013_SPEED | Equipment |  | SmrDsn | 2014-01-01 | 2014-12-31 | Constant | bar: Hr 1
SuperMarket_Storage_EQUIP_2013_SPEED | Equipment |  | Sun | 2014-01-01 | 2014-12-31 | Hourly | 0.3 | 0.3 | 0.3 | 0.3 | 0.3 | 0.3 | 0.3 | 0.3 | 0.3 | 0.3 | 0.6 | 0.6 | 0.8 | 0.8 | 0.8 | 0.8 | 0.8 | 0.6 | 0.4 | 0.4 | 0.4 | 0.4 | 0.3 | 0.3
SuperMarket_Storage_EQUIP_2013_SPEED | Equipment |  | Sat | 2014-01-01 | 2014-12-31 | Hourly | 0.3 | 0.3 | 0.3 | 0.3 | 0.3 | 0.3 | 0.3 | 0.3 | 0.5 | 0.8 | 0.9 | 0.9 | 0.9 | 0.9 | 0.9 | 0.9 | 0.9 | 0.9 | 0.7 | 0.5 | 0.5 | 0.3 | 0.3 | 0.3
SuperMarket_Storage_EQUIP_2013_SPEED | Equipment |  | Wkdy ¦ Default | 2014-01-01 | 2014-12-31 | Hourly | 0.4 | 0.4 | 0.4 | 0.4 | 0.4 | 0.4 | 0.4 | 0.4 | 0.7 | 0.9 | 0.9 | 0.9 | 0.9 | 0.9 | 0.9 | 0.9 | 0.9 | 0.9 | 0.8 | 0.8 | 0.7 | 0.4 | 0.4 | 0.4
SuperMarket_Storage_INFIL_SPEED | Infiltration |  | WntrDsn | 2014-01-01 | 2014-12-31 | Constant | bar: Hr 1
SuperMarket_Storage_INFIL_SPEED | Infiltration |  | SmrDsn | 2014-01-01 | 2014-12-31 | Constant | bar: Hr 1
SuperMarket_Storage_INFIL_SPEED | Infiltration |  | Sun | 2014-01-01 | 2014-12-31 | Hourly | 1 | 1 | 1 | 1 | 1 | 1 | 0.5 | 0.5 | 0.5 | 0.5 | 0.5 | 0.5 | 0.5 | 0.5 | 0.5 | 0.5 | 0.5 | 0.5 | 0.5 | 0.5 | 0.5 | 0.5 | 1 | 1
SuperMarket_Storage_INFIL_SPEED | Infiltration |  | Sat | 2014-01-01 | 2014-12-31 | Hourly | 1 | 1 | 1 | 1 | 1 | 1 | 0.5 | 0.5 | 0.5 | 0.5 | 0.5 | 0.5 | 0.5 | 0.5 | 0.5 | 0.5 | 0.5 | 0.5 | 0.5 | 0.5 | 0.5 | 0.5 | 1 | 1
SuperMarket_Storage_INFIL_SPEED | Infiltration |  | Wkdy ¦ Default | 2014-01-01 | 2014-12-31 | Hourly | 1 | 1 | 1 | 1 | 1 | 1 | 0.5 | 0.5 | 0.5 | 0.5 | 0.5 | 0.5 | 0.5 | 0.5 | 0.5 | 0.5 | 0.5 | 0.5 | 0.5 | 0.5 | 0.5 | 0.5 | 1 | 1
SuperMarket_Storage_ACTIVITY_SPEED | Activity | W | WntrDsn | 2014-01-01 | 2014-12-31 | Constant | Hr 1: 120
SuperMarket_Storage_ACTIVITY_SPEED | Activity | W | SmrDsn | 2014-01-01 | 2014-12-31 | Constant | Hr 1: 120
SuperMarket_Storage_ACTIVITY_SPEED | Activity | W | Sun | 2014-01-01 | 2014-12-31 | Constant | Hr 1: 120
SuperMarket_Storage_ACTIVITY_SPEED | Activity | W | Sat | 2014-01-01 | 2014-12-31 | Constant | Hr 1: 120
SuperMarket_Storage_ACTIVITY_SPEED | Activity | W | Wkdy ¦ Default | 2014-01-01 | 2014-12-31 | Constant | Hr 1: 120
SuperMarket_Storage_OA_SPEED | OA Air |  | WntrDsn | 2014-01-01 | 2014-12-31 | Constant | bar: Hr 1
SuperMarket_Storage_OA_SPEED | OA Air |  | SmrDsn | 2014-01-01 | 2014-12-31 | Constant | bar: Hr 1
SuperMarket_Storage_OA_SPEED | OA Air |  | Sun | 2014-01-01 | 2014-12-31 | Hourly | 0 | 0 | 0 | 0 | 0 | 0 | 1 | 1 | 1 | 1 | 1 | 1 | 1 | 1 | 1 | 1 | 1 | 1 | 1 | 1 | 1 | 1 | 0 | 0
SuperMarket_Storage_OA_SPEED | OA Air |  | Sat | 2014-01-01 | 2014-12-31 | Hourly | 0 | 0 | 0 | 0 | 0 | 0 | 1 | 1 | 1 | 1 | 1 | 1 | 1 | 1 | 1 | 1 | 1 | 1 | 1 | 1 | 1 | 1 | 0 | 0
SuperMarket_Storage_OA_SPEED | OA Air |  | Wkdy ¦ Default | 2014-01-01 | 2014-12-31 | Hourly | 0 | 0 | 0 | 0 | 0 | 0 | 1 | 1 | 1 | 1 | 1 | 1 | 1 | 1 | 1 | 1 | 1 | 1 | 1 | 1 | 1 | 1 | 0 | 0
SuperMarket_Office_CLGSETP_SPEED | Thermostat Setpoint | C | WntrDsn | 2014-01-01 | 2014-12-31 | Constant | Hr 1: 23.9
SuperMarket_Office_CLGSETP_SPEED | Thermostat Setpoint | C | SmrDsn | 2014-01-01 | 2014-12-31 | Constant | Hr 1: 23.9
SuperMarket_Office_CLGSETP_SPEED | Thermostat Setpoint | C | Sun | 2014-01-01 | 2014-12-31 | Hourly | 25.6 | 25.6 | 25.6 | 25.6 | 25.6 | 25.6 | 23.9 | 23.9 | 23.9 | 23.9 | 23.9 | 23.9 | 23.9 | 23.9 | 23.9 | 23.9 | 23.9 | 23.9 | 23.9 | 23.9 | 23.9 | 23.9 | 25.6 | 25.6
SuperMarket_Office_CLGSETP_SPEED | Thermostat Setpoint | C | Sat | 2014-01-01 | 2014-12-31 | Hourly | 25.6 | 25.6 | 25.6 | 25.6 | 25.6 | 25.6 | 23.9 | 23.9 | 23.9 | 23.9 | 23.9 | 23.9 | 23.9 | 23.9 | 23.9 | 23.9 | 23.9 | 23.9 | 23.9 | 23.9 | 23.9 | 23.9 | 25.6 | 25.6
SuperMarket_Office_CLGSETP_SPEED | Thermostat Setpoint | C | Wkdy ¦ Default | 2014-01-01 | 2014-12-31 | Hourly | 25.6 | 25.6 | 25.6 | 25.6 | 25.6 | 25.6 | 23.9 | 23.9 | 23.9 | 23.9 | 23.9 | 23.9 | 23.9 | 23.9 | 23.9 | 23.9 | 23.9 | 23.9 | 23.9 | 23.9 | 23.9 | 23.9 | 25.6 | 25.6
SuperMarket_Office_HTGSETP_SPEED | Thermostat Setpoint | C | WntrDsn | 2014-01-01 | 2014-12-31 | Constant | Hr 1: 21.1
SuperMarket_Office_HTGSETP_SPEED | Thermostat Setpoint | C | SmrDsn | 2014-01-01 | 2014-12-31 | Constant | Hr 1: 21.1
SuperMarket_Office_HTGSETP_SPEED | Thermostat Setpoint | C | Sun | 2014-01-01 | 2014-12-31 | Hourly | 19.4 | 19.4 | 19.4 | 19.4 | 19.4 | 19.4 | 21.1 | 21.1 | 21.1 | 21.1 | 21.1 | 21.1 | 21.1 | 21.1 | 21.1 | 21.1 | 21.1 | 21.1 | 21.1 | 21.1 | 21.1 | 21.1 | 19.4 | 19.4
SuperMarket_Office_HTGSETP_SPEED | Thermostat Setpoint | C | Sat | 2014-01-01 | 2014-12-31 | Hourly | 19.4 | 19.4 | 19.4 | 19.4 | 19.4 | 19.4 | 21.1 | 21.1 | 21.1 | 21.1 | 21.1 | 21.1 | 21.1 | 21.1 | 21.1 | 21.1 | 21.1 | 21.1 | 21.1 | 21.1 | 21.1 | 21.1 | 19.4 | 19.4
SuperMarket_Office_HTGSETP_SPEED | Thermostat Setpoint | C | Wkdy ¦ Default | 2014-01-01 | 2014-12-31 | Hourly | 19.4 | 19.4 | 19.4 | 19.4 | 19.4 | 19.4 | 21.1 | 21.1 | 21.1 | 21.1 | 21.1 | 21.1 | 21.1 | 21.1 | 21.1 | 21.1 | 21.1 | 21.1 | 21.1 | 21.1 | 21.1 | 21.1 | 19.4 | 19.4
SuperMarket_Office_OCC_SPEED | Occupancy |  | WntrDsn | 2014-01-01 | 2014-12-31 | Constant | Hr 1: 0
SuperMarket_Office_OCC_SPEED | Occupancy |  | SmrDsn | 2014-01-01 | 2014-12-31 | Constant | bar: Hr 1
SuperMarket_Office_OCC_SPEED | Occupancy |  | Sun | 2014-01-01 | 2014-12-31 | Hourly | 0 | 0 | 0 | 0 | 0 | 0 | 0.1 | 0.1 | 0.1 | 0.1 | 0.2 | 0.2 | 0.4 | 0.4 | 0.4 | 0.4 | 0.4 | 0.2 | 0.1 | 0.1 | 0.1 | 0.1 | 0 | 0
SuperMarket_Office_OCC_SPEED | Occupancy |  | Sat | 2014-01-01 | 2014-12-31 | Hourly | 0 | 0 | 0 | 0 | 0 | 0 | 0.1 | 0.1 | 0.2 | 0.5 | 0.6 | 0.8 | 0.8 | 0.8 | 0.8 | 0.8 | 0.8 | 0.6 | 0.2 | 0.2 | 0.2 | 0.1 | 0 | 0
SuperMarket_Office_OCC_SPEED | Occupancy |  | Wkdy ¦ Default | 2014-01-01 | 2014-12-31 | Hourly | 0 | 0 | 0 | 0 | 0 | 0 | 0.1 | 0.1 | 0.2 | 0.5 | 0.5 | 0.7 | 0.7 | 0.7 | 0.7 | 0.8 | 0.7 | 0.5 | 0.5 | 0.3 | 0.3 | 0.3 | 0 | 0
SuperMarket_Office_LIGHT_2007_SPEED | Lighting |  | WntrDsn | 2014-01-01 | 2014-12-31 | Constant | Hr 1: 0
SuperMarket_Office_LIGHT_2007_SPEED | Lighting |  | SmrDsn | 2014-01-01 | 2014-12-31 | Constant | bar: Hr 1
SuperMarket_Office_LIGHT_2007_SPEED | Lighting |  | Sun | 2014-01-01 | 2014-12-31 | Hourly | 0.05 | 0.05 | 0.05 | 0.05 | 0.05 | 0.05 | 0.1 | 0.1 | 0.1 | 0.1 | 0.4 | 0.4 | 0.6 | 0.6 | 0.6 | 0.6 | 0.6 | 0.4 | 0.2 | 0.2 | 0.2 | 0.2 | 0.05 | 0.05
SuperMarket_Office_LIGHT_2007_SPEED | Lighting |  | Sat | 2014-01-01 | 2014-12-31 | Hourly | 0.05 | 0.05 | 0.05 | 0.05 | 0.05 | 0.05 | 0.1 | 0.1 | 0.3 | 0.6 | 0.9 | 0.9 | 0.9 | 0.9 | 0.9 | 0.9 | 0.9 | 0.9 | 0.5 | 0.3 | 0.3 | 0.1 | 0.05 | 0.05
SuperMarket_Office_LIGHT_2007_SPEED | Lighting |  | Wkdy ¦ Default | 2014-01-01 | 2014-12-31 | Hourly | 0.05 | 0.05 | 0.05 | 0.05 | 0.05 | 0.05 | 0.2 | 0.2 | 0.5 | 0.9 | 0.9 | 0.9 | 0.9 | 0.9 | 0.9 | 0.9 | 0.9 | 0.9 | 0.6 | 0.6 | 0.5 | 0.2 | 0.05 | 0.05
SuperMarket_Office_EQUIP_2007_SPEED | Equipment |  | WntrDsn | 2014-01-01 | 2014-12-31 | Constant | Hr 1: 0
SuperMarket_Office_EQUIP_2007_SPEED | Equipment |  | SmrDsn | 2014-01-01 | 2014-12-31 | Constant | bar: Hr 1
SuperMarket_Office_EQUIP_2007_SPEED | Equipment |  | Sun | 2014-01-01 | 2014-12-31 | Hourly | 0.3 | 0.3 | 0.3 | 0.3 | 0.3 | 0.3 | 0.3 | 0.3 | 0.3 | 0.3 | 0.6 | 0.6 | 0.8 | 0.8 | 0.8 | 0.8 | 0.8 | 0.6 | 0.4 | 0.4 | 0.4 | 0.4 | 0.3 | 0.3
SuperMarket_Office_EQUIP_2007_SPEED | Equipment |  | Sat | 2014-01-01 | 2014-12-31 | Hourly | 0.3 | 0.3 | 0.3 | 0.3 | 0.3 | 0.3 | 0.3 | 0.3 | 0.5 | 0.8 | 0.9 | 0.9 | 0.9 | 0.9 | 0.9 | 0.9 | 0.9 | 0.9 | 0.7 | 0.5 | 0.5 | 0.3 | 0.3 | 0.3
SuperMarket_Office_EQUIP_2007_SPEED | Equipment |  | Wkdy ¦ Default | 2014-01-01 | 2014-12-31 | Hourly | 0.4 | 0.4 | 0.4 | 0.4 | 0.4 | 0.4 | 0.4 | 0.4 | 0.7 | 0.9 | 0.9 | 0.9 | 0.9 | 0.9 | 0.9 | 0.9 | 0.9 | 0.9 | 0.8 | 0.8 | 0.7 | 0.4 | 0.4 | 0.4
SuperMarket_Office_LIGHT_2010_SPEED | Lighting |  | WntrDsn | 2014-01-01 | 2014-12-31 | Constant | Hr 1: 0
SuperMarket_Office_LIGHT_2010_SPEED | Lighting |  | SmrDsn | 2014-01-01 | 2014-12-31 | Constant | bar: Hr 1
SuperMarket_Office_LIGHT_2010_SPEED | Lighting |  | Sun | 2014-01-01 | 2014-12-31 | Hourly | 0.05 | 0.05 | 0.05 | 0.05 | 0.05 | 0.05 | 0.1 | 0.1 | 0.1 | 0.1 | 0.4 | 0.4 | 0.6 | 0.6 | 0.6 | 0.6 | 0.6 | 0.4 | 0.2 | 0.2 | 0.2 | 0.2 | 0.05 | 0.05
SuperMarket_Office_LIGHT_2010_SPEED | Lighting |  | Sat | 2014-01-01 | 2014-12-31 | Hourly | 0.05 | 0.05 | 0.05 | 0.05 | 0.05 | 0.05 | 0.1 | 0.1 | 0.3 | 0.6 | 0.9 | 0.9 | 0.9 | 0.9 | 0.9 | 0.9 | 0.9 | 0.9 | 0.5 | 0.3 | 0.3 | 0.1 | 0.05 | 0.05
SuperMarket_Office_LIGHT_2010_SPEED | Lighting |  | Wkdy ¦ Default | 2014-01-01 | 2014-12-31 | Hourly | 0.05 | 0.05 | 0.05 | 0.05 | 0.05 | 0.05 | 0.2 | 0.2 | 0.5 | 0.9 | 0.9 | 0.9 | 0.9 | 0.9 | 0.9 | 0.9 | 0.9 | 0.9 | 0.6 | 0.6 | 0.5 | 0.2 | 0.05 | 0.05
SuperMarket_Office_EQUIP_2010_SPEED | Equipment |  | WntrDsn | 2014-01-01 | 2014-12-31 | Constant | Hr 1: 0
SuperMarket_Office_EQUIP_2010_SPEED | Equipment |  | SmrDsn | 2014-01-01 | 2014-12-31 | Constant | bar: Hr 1
SuperMarket_Office_EQUIP_2010_SPEED | Equipment |  | Sun | 2014-01-01 | 2014-12-31 | Hourly | 0.3 | 0.3 | 0.3 | 0.3 | 0.3 | 0.3 | 0.3 | 0.3 | 0.3 | 0.3 | 0.6 | 0.6 | 0.8 | 0.8 | 0.8 | 0.8 | 0.8 | 0.6 | 0.4 | 0.4 | 0.4 | 0.4 | 0.3 | 0.3
SuperMarket_Office_EQUIP_2010_SPEED | Equipment |  | Sat | 2014-01-01 | 2014-12-31 | Hourly | 0.3 | 0.3 | 0.3 | 0.3 | 0.3 | 0.3 | 0.3 | 0.3 | 0.5 | 0.8 | 0.9 | 0.9 | 0.9 | 0.9 | 0.9 | 0.9 | 0.9 | 0.9 | 0.7 | 0.5 | 0.5 | 0.3 | 0.3 | 0.3
SuperMarket_Office_EQUIP_2010_SPEED | Equipment |  | Wkdy ¦ Default | 2014-01-01 | 2014-12-31 | Hourly | 0.4 | 0.4 | 0.4 | 0.4 | 0.4 | 0.4 | 0.4 | 0.4 | 0.7 | 0.9 | 0.9 | 0.9 | 0.9 | 0.9 | 0.9 | 0.9 | 0.9 | 0.9 | 0.8 | 0.8 | 0.7 | 0.4 | 0.4 | 0.4
SuperMarket_Office_LIGHT_2013_SPEED | Lighting |  | WntrDsn | 2014-01-01 | 2014-12-31 | Constant | Hr 1: 0
SuperMarket_Office_LIGHT_2013_SPEED | Lighting |  | SmrDsn | 2014-01-01 | 2014-12-31 | Constant | bar: Hr 1
SuperMarket_Office_LIGHT_2013_SPEED | Lighting |  | Sun | 2014-01-01 | 2014-12-31 | Hourly | 0.05 | 0.05 | 0.05 | 0.05 | 0.05 | 0.05 | 0.1 | 0.1 | 0.1 | 0.1 | 0.4 | 0.4 | 0.6 | 0.6 | 0.6 | 0.6 | 0.6 | 0.4 | 0.2 | 0.2 | 0.2 | 0.2 | 0.05 | 0.05
SuperMarket_Office_LIGHT_2013_SPEED | Lighting |  | Sat | 2014-01-01 | 2014-12-31 | Hourly | 0.05 | 0.05 | 0.05 | 0.05 | 0.05 | 0.05 | 0.1 | 0.1 | 0.3 | 0.6 | 0.9 | 0.9 | 0.9 | 0.9 | 0.9 | 0.9 | 0.9 | 0.9 | 0.5 | 0.3 | 0.3 | 0.1 | 0.05 | 0.05
SuperMarket_Office_LIGHT_2013_SPEED | Lighting |  | Wkdy ¦ Default | 2014-01-01 | 2014-12-31 | Hourly | 0.05 | 0.05 | 0.05 | 0.05 | 0.05 | 0.05 | 0.2 | 0.2 | 0.5 | 0.9 | 0.9 | 0.9 | 0.9 | 0.9 | 0.9 | 0.9 | 0.9 | 0.9 | 0.6 | 0.6 | 0.5 | 0.2 | 0.05 | 0.05
SuperMarket_Office_EQUIP_2013_SPEED | Equipment |  | WntrDsn | 2014-01-01 | 2014-12-31 | Constant | Hr 1: 0
SuperMarket_Office_EQUIP_2013_SPEED | Equipment |  | SmrDsn | 2014-01-01 | 2014-12-31 | Constant | bar: Hr 1
SuperMarket_Office_EQUIP_2013_SPEED | Equipment |  | Sun | 2014-01-01 | 2014-12-31 | Hourly | 0.3 | 0.3 | 0.3 | 0.3 | 0.3 | 0.3 | 0.3 | 0.3 | 0.3 | 0.3 | 0.6 | 0.6 | 0.8 | 0.8 | 0.8 | 0.8 | 0.8 | 0.6 | 0.4 | 0.4 | 0.4 | 0.4 | 0.3 | 0.3
SuperMarket_Office_EQUIP_2013_SPEED | Equipment |  | Sat | 2014-01-01 | 2014-12-31 | Hourly | 0.3 | 0.3 | 0.3 | 0.3 | 0.3 | 0.3 | 0.3 | 0.3 | 0.5 | 0.8 | 0.9 | 0.9 | 0.9 | 0.9 | 0.9 | 0.9 | 0.9 | 0.9 | 0.7 | 0.5 | 0.5 | 0.3 | 0.3 | 0.3
SuperMarket_Office_EQUIP_2013_SPEED | Equipment |  | Wkdy ¦ Default | 2014-01-01 | 2014-12-31 | Hourly | 0.4 | 0.4 | 0.4 | 0.4 | 0.4 | 0.4 | 0.4 | 0.4 | 0.7 | 0.9 | 0.9 | 0.9 | 0.9 | 0.9 | 0.9 | 0.9 | 0.9 | 0.9 | 0.8 | 0.8 | 0.7 | 0.4 | 0.4 | 0.4
SuperMarket_Office_INFIL_SPEED | Infiltration |  | WntrDsn | 2014-01-01 | 2014-12-31 | Constant | bar: Hr 1
SuperMarket_Office_INFIL_SPEED | Infiltration |  | SmrDsn | 2014-01-01 | 2014-12-31 | Constant | bar: Hr 1
SuperMarket_Office_INFIL_SPEED | Infiltration |  | Sun | 2014-01-01 | 2014-12-31 | Hourly | 1 | 1 | 1 | 1 | 1 | 1 | 0.5 | 0.5 | 0.5 | 0.5 | 0.5 | 0.5 | 0.5 | 0.5 | 0.5 | 0.5 | 0.5 | 0.5 | 0.5 | 0.5 | 0.5 | 0.5 | 1 | 1
SuperMarket_Office_INFIL_SPEED | Infiltration |  | Sat | 2014-01-01 | 2014-12-31 | Hourly | 1 | 1 | 1 | 1 | 1 | 1 | 0.5 | 0.5 | 0.5 | 0.5 | 0.5 | 0.5 | 0.5 | 0.5 | 0.5 | 0.5 | 0.5 | 0.5 | 0.5 | 0.5 | 0.5 | 0.5 | 1 | 1
SuperMarket_Office_INFIL_SPEED | Infiltration |  | Wkdy ¦ Default | 2014-01-01 | 2014-12-31 | Hourly | 1 | 1 | 1 | 1 | 1 | 1 | 0.5 | 0.5 | 0.5 | 0.5 | 0.5 | 0.5 | 0.5 | 0.5 | 0.5 | 0.5 | 0.5 | 0.5 | 0.5 | 0.5 | 0.5 | 0.5 | 1 | 1
SuperMarket_Office_ACTIVITY_SPEED | Activity | W | WntrDsn | 2014-01-01 | 2014-12-31 | Constant | Hr 1: 120
SuperMarket_Office_ACTIVITY_SPEED | Activity | W | SmrDsn | 2014-01-01 | 2014-12-31 | Constant | Hr 1: 120
SuperMarket_Office_ACTIVITY_SPEED | Activity | W | Sun | 2014-01-01 | 2014-12-31 | Constant | Hr 1: 120
SuperMarket_Office_ACTIVITY_SPEED | Activity | W | Sat | 2014-01-01 | 2014-12-31 | Constant | Hr 1: 120
SuperMarket_Office_ACTIVITY_SPEED | Activity | W | Wkdy ¦ Default | 2014-01-01 | 2014-12-31 | Constant | Hr 1: 120
SuperMarket_Office_OA_SPEED | OA Air |  | WntrDsn | 2014-01-01 | 2014-12-31 | Constant | bar: Hr 1
SuperMarket_Office_OA_SPEED | OA Air |  | SmrDsn | 2014-01-01 | 2014-12-31 | Constant | bar: Hr 1
SuperMarket_Office_OA_SPEED | OA Air |  | Sun | 2014-01-01 | 2014-12-31 | Hourly | 0 | 0 | 0 | 0 | 0 | 0 | 1 | 1 | 1 | 1 | 1 | 1 | 1 | 1 | 1 | 1 | 1 | 1 | 1 | 1 | 1 | 1 | 0 | 0
SuperMarket_Office_OA_SPEED | OA Air |  | Sat | 2014-01-01 | 2014-12-31 | Hourly | 0 | 0 | 0 | 0 | 0 | 0 | 1 | 1 | 1 | 1 | 1 | 1 | 1 | 1 | 1 | 1 | 1 | 1 | 1 | 1 | 1 | 1 | 0 | 0
SuperMarket_Office_OA_SPEED | OA Air |  | Wkdy ¦ Default | 2014-01-01 | 2014-12-31 | Hourly | 0 | 0 | 0 | 0 | 0 | 0 | 1 | 1 | 1 | 1 | 1 | 1 | 1 | 1 | 1 | 1 | 1 | 1 | 1 | 1 | 1 | 1 | 0 | 0
SuperMarket_Sales_CLGSETP_SPEED | Thermostat Setpoint | C | WntrDsn | 2014-01-01 | 2014-12-31 | Constant | Hr 1: 23.9
SuperMarket_Sales_CLGSETP_SPEED | Thermostat Setpoint | C | SmrDsn | 2014-01-01 | 2014-12-31 | Constant | Hr 1: 23.9
SuperMarket_Sales_CLGSETP_SPEED | Thermostat Setpoint | C | Sun | 2014-01-01 | 2014-12-31 | Hourly | 25.6 | 25.6 | 25.6 | 25.6 | 25.6 | 25.6 | 23.9 | 23.9 | 23.9 | 23.9 | 23.9 | 23.9 | 23.9 | 23.9 | 23.9 | 23.9 | 23.9 | 23.9 | 23.9 | 23.9 | 23.9 | 23.9 | 25.6 | 25.6
SuperMarket_Sales_CLGSETP_SPEED | Thermostat Setpoint | C | Sat | 2014-01-01 | 2014-12-31 | Hourly | 25.6 | 25.6 | 25.6 | 25.6 | 25.6 | 25.6 | 23.9 | 23.9 | 23.9 | 23.9 | 23.9 | 23.9 | 23.9 | 23.9 | 23.9 | 23.9 | 23.9 | 23.9 | 23.9 | 23.9 | 23.9 | 23.9 | 25.6 | 25.6
SuperMarket_Sales_CLGSETP_SPEED | Thermostat Setpoint | C | Wkdy ¦ Default | 2014-01-01 | 2014-12-31 | Hourly | 25.6 | 25.6 | 25.6 | 25.6 | 25.6 | 25.6 | 23.9 | 23.9 | 23.9 | 23.9 | 23.9 | 23.9 | 23.9 | 23.9 | 23.9 | 23.9 | 23.9 | 23.9 | 23.9 | 23.9 | 23.9 | 23.9 | 25.6 | 25.6
SuperMarket_Sales_HTGSETP_SPEED | Thermostat Setpoint | C | WntrDsn | 2014-01-01 | 2014-12-31 | Constant | Hr 1: 21.1
SuperMarket_Sales_HTGSETP_SPEED | Thermostat Setpoint | C | SmrDsn | 2014-01-01 | 2014-12-31 | Constant | Hr 1: 21.1
SuperMarket_Sales_HTGSETP_SPEED | Thermostat Setpoint | C | Sun | 2014-01-01 | 2014-12-31 | Hourly | 19.4 | 19.4 | 19.4 | 19.4 | 19.4 | 19.4 | 21.1 | 21.1 | 21.1 | 21.1 | 21.1 | 21.1 | 21.1 | 21.1 | 21.1 | 21.1 | 21.1 | 21.1 | 21.1 | 21.1 | 21.1 | 21.1 | 19.4 | 19.4
SuperMarket_Sales_HTGSETP_SPEED | Thermostat Setpoint | C | Sat | 2014-01-01 | 2014-12-31 | Hourly | 19.4 | 19.4 | 19.4 | 19.4 | 19.4 | 19.4 | 21.1 | 21.1 | 21.1 | 21.1 | 21.1 | 21.1 | 21.1 | 21.1 | 21.1 | 21.1 | 21.1 | 21.1 | 21.1 | 21.1 | 21.1 | 21.1 | 19.4 | 19.4
SuperMarket_Sales_HTGSETP_SPEED | Thermostat Setpoint | C | Wkdy ¦ Default | 2014-01-01 | 2014-12-31 | Hourly | 19.4 | 19.4 | 19.4 | 19.4 | 19.4 | 19.4 | 21.1 | 21.1 | 21.1 | 21.1 | 21.1 | 21.1 | 21.1 | 21.1 | 21.1 | 21.1 | 21.1 | 21.1 | 21.1 | 21.1 | 21.1 | 21.1 | 19.4 | 19.4
SuperMarket_Sales_OCC_SPEED | Occupancy |  | WntrDsn | 2014-01-01 | 2014-12-31 | Constant | Hr 1: 0
SuperMarket_Sales_OCC_SPEED | Occupancy |  | SmrDsn | 2014-01-01 | 2014-12-31 | Constant | bar: Hr 1
SuperMarket_Sales_OCC_SPEED | Occupancy |  | Sun | 2014-01-01 | 2014-12-31 | Hourly | 0 | 0 | 0 | 0 | 0 | 0 | 0.1 | 0.1 | 0.1 | 0.1 | 0.2 | 0.2 | 0.4 | 0.4 | 0.4 | 0.4 | 0.4 | 0.2 | 0.1 | 0.1 | 0.1 | 0.1 | 0 | 0
SuperMarket_Sales_OCC_SPEED | Occupancy |  | Sat | 2014-01-01 | 2014-12-31 | Hourly | 0 | 0 | 0 | 0 | 0 | 0 | 0.1 | 0.1 | 0.2 | 0.5 | 0.6 | 0.8 | 0.8 | 0.8 | 0.8 | 0.8 | 0.8 | 0.6 | 0.2 | 0.2 | 0.2 | 0.1 | 0 | 0
SuperMarket_Sales_OCC_SPEED | Occupancy |  | Wkdy ¦ Default | 2014-01-01 | 2014-12-31 | Hourly | 0 | 0 | 0 | 0 | 0 | 0 | 0.1 | 0.1 | 0.2 | 0.5 | 0.5 | 0.7 | 0.7 | 0.7 | 0.7 | 0.8 | 0.7 | 0.5 | 0.5 | 0.3 | 0.3 | 0.3 | 0 | 0
SuperMarket_Sales_LIGHT_2007_SPEED | Lighting |  | WntrDsn | 2014-01-01 | 2014-12-31 | Constant | Hr 1: 0
SuperMarket_Sales_LIGHT_2007_SPEED | Lighting |  | SmrDsn | 2014-01-01 | 2014-12-31 | Constant | bar: Hr 1
SuperMarket_Sales_LIGHT_2007_SPEED | Lighting |  | Sun | 2014-01-01 | 2014-12-31 | Hourly | 0.05 | 0.05 | 0.05 | 0.05 | 0.05 | 0.05 | 0.1 | 0.1 | 0.1 | 0.1 | 0.4 | 0.4 | 0.6 | 0.6 | 0.6 | 0.6 | 0.6 | 0.4 | 0.2 | 0.2 | 0.2 | 0.2 | 0.05 | 0.05
SuperMarket_Sales_LIGHT_2007_SPEED | Lighting |  | Sat | 2014-01-01 | 2014-12-31 | Hourly | 0.05 | 0.05 | 0.05 | 0.05 | 0.05 | 0.05 | 0.1 | 0.1 | 0.3 | 0.6 | 0.9 | 0.9 | 0.9 | 0.9 | 0.9 | 0.9 | 0.9 | 0.9 | 0.5 | 0.3 | 0.3 | 0.1 | 0.05 | 0.05
SuperMarket_Sales_LIGHT_2007_SPEED | Lighting |  | Wkdy ¦ Default | 2014-01-01 | 2014-12-31 | Hourly | 0.05 | 0.05 | 0.05 | 0.05 | 0.05 | 0.05 | 0.2 | 0.2 | 0.5 | 0.9 | 0.9 | 0.9 | 0.9 | 0.9 | 0.9 | 0.9 | 0.9 | 0.9 | 0.6 | 0.6 | 0.5 | 0.2 | 0.05 | 0.05
SuperMarket_Sales_EQUIP_2007_SPEED | Equipment |  | WntrDsn | 2014-01-01 | 2014-12-31 | Constant | Hr 1: 0
SuperMarket_Sales_EQUIP_2007_SPEED | Equipment |  | SmrDsn | 2014-01-01 | 2014-12-31 | Constant | bar: Hr 1
SuperMarket_Sales_EQUIP_2007_SPEED | Equipment |  | Sun | 2014-01-01 | 2014-12-31 | Hourly | 0.3 | 0.3 | 0.3 | 0.3 | 0.3 | 0.3 | 0.3 | 0.3 | 0.3 | 0.3 | 0.6 | 0.6 | 0.8 | 0.8 | 0.8 | 0.8 | 0.8 | 0.6 | 0.4 | 0.4 | 0.4 | 0.4 | 0.3 | 0.3
SuperMarket_Sales_EQUIP_2007_SPEED | Equipment |  | Sat | 2014-01-01 | 2014-12-31 | Hourly | 0.3 | 0.3 | 0.3 | 0.3 | 0.3 | 0.3 | 0.3 | 0.3 | 0.5 | 0.8 | 0.9 | 0.9 | 0.9 | 0.9 | 0.9 | 0.9 | 0.9 | 0.9 | 0.7 | 0.5 | 0.5 | 0.3 | 0.3 | 0.3
SuperMarket_Sales_EQUIP_2007_SPEED | Equipment |  | Wkdy ¦ Default | 2014-01-01 | 2014-12-31 | Hourly | 0.4 | 0.4 | 0.4 | 0.4 | 0.4 | 0.4 | 0.4 | 0.4 | 0.7 | 0.9 | 0.9 | 0.9 | 0.9 | 0.9 | 0.9 | 0.9 | 0.9 | 0.9 | 0.8 | 0.8 | 0.7 | 0.4 | 0.4 | 0.4
SuperMarket_Sales_LIGHT_2010_SPEED | Lighting |  | WntrDsn | 2014-01-01 | 2014-12-31 | Constant | Hr 1: 0
SuperMarket_Sales_LIGHT_2010_SPEED | Lighting |  | SmrDsn | 2014-01-01 | 2014-12-31 | Constant | bar: Hr 1
SuperMarket_Sales_LIGHT_2010_SPEED | Lighting |  | Sun | 2014-01-01 | 2014-12-31 | Hourly | 0.05 | 0.05 | 0.05 | 0.05 | 0.05 | 0.05 | 0.1 | 0.1 | 0.1 | 0.1 | 0.4 | 0.4 | 0.6 | 0.6 | 0.6 | 0.6 | 0.6 | 0.4 | 0.2 | 0.2 | 0.2 | 0.2 | 0.05 | 0.05
SuperMarket_Sales_LIGHT_2010_SPEED | Lighting |  | Sat | 2014-01-01 | 2014-12-31 | Hourly | 0.05 | 0.05 | 0.05 | 0.05 | 0.05 | 0.05 | 0.1 | 0.1 | 0.3 | 0.6 | 0.9 | 0.9 | 0.9 | 0.9 | 0.9 | 0.9 | 0.9 | 0.9 | 0.5 | 0.3 | 0.3 | 0.1 | 0.05 | 0.05
SuperMarket_Sales_LIGHT_2010_SPEED | Lighting |  | Wkdy ¦ Default | 2014-01-01 | 2014-12-31 | Hourly | 0.05 | 0.05 | 0.05 | 0.05 | 0.05 | 0.05 | 0.2 | 0.2 | 0.5 | 0.9 | 0.9 | 0.9 | 0.9 | 0.9 | 0.9 | 0.9 | 0.9 | 0.9 | 0.6 | 0.6 | 0.5 | 0.2 | 0.05 | 0.05
SuperMarket_Sales_EQUIP_2010_SPEED | Equipment |  | WntrDsn | 2014-01-01 | 2014-12-31 | Constant | Hr 1: 0
SuperMarket_Sales_EQUIP_2010_SPEED | Equipment |  | SmrDsn | 2014-01-01 | 2014-12-31 | Constant | bar: Hr 1
SuperMarket_Sales_EQUIP_2010_SPEED | Equipment |  | Sun | 2014-01-01 | 2014-12-31 | Hourly | 0.3 | 0.3 | 0.3 | 0.3 | 0.3 | 0.3 | 0.3 | 0.3 | 0.3 | 0.3 | 0.6 | 0.6 | 0.8 | 0.8 | 0.8 | 0.8 | 0.8 | 0.6 | 0.4 | 0.4 | 0.4 | 0.4 | 0.3 | 0.3
SuperMarket_Sales_EQUIP_2010_SPEED | Equipment |  | Sat | 2014-01-01 | 2014-12-31 | Hourly | 0.3 | 0.3 | 0.3 | 0.3 | 0.3 | 0.3 | 0.3 | 0.3 | 0.5 | 0.8 | 0.9 | 0.9 | 0.9 | 0.9 | 0.9 | 0.9 | 0.9 | 0.9 | 0.7 | 0.5 | 0.5 | 0.3 | 0.3 | 0.3
SuperMarket_Sales_EQUIP_2010_SPEED | Equipment |  | Wkdy ¦ Default | 2014-01-01 | 2014-12-31 | Hourly | 0.4 | 0.4 | 0.4 | 0.4 | 0.4 | 0.4 | 0.4 | 0.4 | 0.7 | 0.9 | 0.9 | 0.9 | 0.9 | 0.9 | 0.9 | 0.9 | 0.9 | 0.9 | 0.8 | 0.8 | 0.7 | 0.4 | 0.4 | 0.4
SuperMarket_Sales_LIGHT_2013_SPEED | Lighting |  | WntrDsn | 2014-01-01 | 2014-12-31 | Constant | Hr 1: 0
SuperMarket_Sales_LIGHT_2013_SPEED | Lighting |  | SmrDsn | 2014-01-01 | 2014-12-31 | Constant | bar: Hr 1
SuperMarket_Sales_LIGHT_2013_SPEED | Lighting |  | Sun | 2014-01-01 | 2014-12-31 | Hourly | 0.05 | 0.05 | 0.05 | 0.05 | 0.05 | 0.05 | 0.1 | 0.1 | 0.1 | 0.1 | 0.4 | 0.4 | 0.6 | 0.6 | 0.6 | 0.6 | 0.6 | 0.4 | 0.2 | 0.2 | 0.2 | 0.2 | 0.05 | 0.05
SuperMarket_Sales_LIGHT_2013_SPEED | Lighting |  | Sat | 2014-01-01 | 2014-12-31 | Hourly | 0.05 | 0.05 | 0.05 | 0.05 | 0.05 | 0.05 | 0.1 | 0.1 | 0.3 | 0.6 | 0.9 | 0.9 | 0.9 | 0.9 | 0.9 | 0.9 | 0.9 | 0.9 | 0.5 | 0.3 | 0.3 | 0.1 | 0.05 | 0.05
SuperMarket_Sales_LIGHT_2013_SPEED | Lighting |  | Wkdy ¦ Default | 2014-01-01 | 2014-12-31 | Hourly | 0.05 | 0.05 | 0.05 | 0.05 | 0.05 | 0.05 | 0.2 | 0.2 | 0.5 | 0.9 | 0.9 | 0.9 | 0.9 | 0.9 | 0.9 | 0.9 | 0.9 | 0.9 | 0.6 | 0.6 | 0.5 | 0.2 | 0.05 | 0.05
SuperMarket_Sales_EQUIP_2013_SPEED | Equipment |  | WntrDsn | 2014-01-01 | 2014-12-31 | Constant | Hr 1: 0
SuperMarket_Sales_EQUIP_2013_SPEED | Equipment |  | SmrDsn | 2014-01-01 | 2014-12-31 | Constant | bar: Hr 1
SuperMarket_Sales_EQUIP_2013_SPEED | Equipment |  | Sun | 2014-01-01 | 2014-12-31 | Hourly | 0.3 | 0.3 | 0.3 | 0.3 | 0.3 | 0.3 | 0.3 | 0.3 | 0.3 | 0.3 | 0.6 | 0.6 | 0.8 | 0.8 | 0.8 | 0.8 | 0.8 | 0.6 | 0.4 | 0.4 | 0.4 | 0.4 | 0.3 | 0.3
SuperMarket_Sales_EQUIP_2013_SPEED | Equipment |  | Sat | 2014-01-01 | 2014-12-31 | Hourly | 0.3 | 0.3 | 0.3 | 0.3 | 0.3 | 0.3 | 0.3 | 0.3 | 0.5 | 0.8 | 0.9 | 0.9 | 0.9 | 0.9 | 0.9 | 0.9 | 0.9 | 0.9 | 0.7 | 0.5 | 0.5 | 0.3 | 0.3 | 0.3
SuperMarket_Sales_EQUIP_2013_SPEED | Equipment |  | Wkdy ¦ Default | 2014-01-01 | 2014-12-31 | Hourly | 0.4 | 0.4 | 0.4 | 0.4 | 0.4 | 0.4 | 0.4 | 0.4 | 0.7 | 0.9 | 0.9 | 0.9 | 0.9 | 0.9 | 0.9 | 0.9 | 0.9 | 0.9 | 0.8 | 0.8 | 0.7 | 0.4 | 0.4 | 0.4
SuperMarket_Sales_INFIL_SPEED | Infiltration |  | WntrDsn | 2014-01-01 | 2014-12-31 | Constant | bar: Hr 1
SuperMarket_Sales_INFIL_SPEED | Infiltration |  | SmrDsn | 2014-01-01 | 2014-12-31 | Constant | bar: Hr 1
SuperMarket_Sales_INFIL_SPEED | Infiltration |  | Sun | 2014-01-01 | 2014-12-31 | Hourly | 1 | 1 | 1 | 1 | 1 | 1 | 0.5 | 0.5 | 0.5 | 0.5 | 0.5 | 0.5 | 0.5 | 0.5 | 0.5 | 0.5 | 0.5 | 0.5 | 0.5 | 0.5 | 0.5 | 0.5 | 1 | 1
SuperMarket_Sales_INFIL_SPEED | Infiltration |  | Sat | 2014-01-01 | 2014-12-31 | Hourly | 1 | 1 | 1 | 1 | 1 | 1 | 0.5 | 0.5 | 0.5 | 0.5 | 0.5 | 0.5 | 0.5 | 0.5 | 0.5 | 0.5 | 0.5 | 0.5 | 0.5 | 0.5 | 0.5 | 0.5 | 1 | 1
SuperMarket_Sales_INFIL_SPEED | Infiltration |  | Wkdy ¦ Default | 2014-01-01 | 2014-12-31 | Hourly | 1 | 1 | 1 | 1 | 1 | 1 | 0.5 | 0.5 | 0.5 | 0.5 | 0.5 | 0.5 | 0.5 | 0.5 | 0.5 | 0.5 | 0.5 | 0.5 | 0.5 | 0.5 | 0.5 | 0.5 | 1 | 1
SuperMarket_Sales_ACTIVITY_SPEED | Activity | W | WntrDsn | 2014-01-01 | 2014-12-31 | Constant | Hr 1: 120
SuperMarket_Sales_ACTIVITY_SPEED | Activity | W | SmrDsn | 2014-01-01 | 2014-12-31 | Constant | Hr 1: 120
SuperMarket_Sales_ACTIVITY_SPEED | Activity | W | Sun | 2014-01-01 | 2014-12-31 | Constant | Hr 1: 120
SuperMarket_Sales_ACTIVITY_SPEED | Activity | W | Sat | 2014-01-01 | 2014-12-31 | Constant | Hr 1: 120
SuperMarket_Sales_ACTIVITY_SPEED | Activity | W | Wkdy ¦ Default | 2014-01-01 | 2014-12-31 | Constant | Hr 1: 120
SuperMarket_Sales_OA_SPEED | OA Air |  | WntrDsn | 2014-01-01 | 2014-12-31 | Constant | bar: Hr 1
SuperMarket_Sales_OA_SPEED | OA Air |  | SmrDsn | 2014-01-01 | 2014-12-31 | Constant | bar: Hr 1
SuperMarket_Sales_OA_SPEED | OA Air |  | Sun | 2014-01-01 | 2014-12-31 | Hourly | 0 | 0 | 0 | 0 | 0 | 0 | 1 | 1 | 1 | 1 | 1 | 1 | 1 | 1 | 1 | 1 | 1 | 1 | 1 | 1 | 1 | 1 | 0 | 0
SuperMarket_Sales_OA_SPEED | OA Air |  | Sat | 2014-01-01 | 2014-12-31 | Hourly | 0 | 0 | 0 | 0 | 0 | 0 | 1 | 1 | 1 | 1 | 1 | 1 | 1 | 1 | 1 | 1 | 1 | 1 | 1 | 1 | 1 | 1 | 0 | 0
SuperMarket_Sales_OA_SPEED | OA Air |  | Wkdy ¦ Default | 2014-01-01 | 2014-12-31 | Hourly | 0 | 0 | 0 | 0 | 0 | 0 | 1 | 1 | 1 | 1 | 1 | 1 | 1 | 1 | 1 | 1 | 1 | 1 | 1 | 1 | 1 | 1 | 0 | 0
SuperMarket_Main_CLGSETP_SPEED | Thermostat Setpoint | C | WntrDsn | 2014-01-01 | 2014-12-31 | Constant | Hr 1: 23.9
SuperMarket_Main_CLGSETP_SPEED | Thermostat Setpoint | C | SmrDsn | 2014-01-01 | 2014-12-31 | Constant | Hr 1: 23.9
SuperMarket_Main_CLGSETP_SPEED | Thermostat Setpoint | C | Sun | 2014-01-01 | 2014-12-31 | Hourly | 25.6 | 25.6 | 25.6 | 25.6 | 25.6 | 25.6 | 23.9 | 23.9 | 23.9 | 23.9 | 23.9 | 23.9 | 23.9 | 23.9 | 23.9 | 23.9 | 23.9 | 23.9 | 23.9 | 23.9 | 23.9 | 23.9 | 25.6 | 25.6
SuperMarket_Main_CLGSETP_SPEED | Thermostat Setpoint | C | Sat | 2014-01-01 | 2014-12-31 | Hourly | 25.6 | 25.6 | 25.6 | 25.6 | 25.6 | 25.6 | 23.9 | 23.9 | 23.9 | 23.9 | 23.9 | 23.9 | 23.9 | 23.9 | 23.9 | 23.9 | 23.9 | 23.9 | 23.9 | 23.9 | 23.9 | 23.9 | 25.6 | 25.6
SuperMarket_Main_CLGSETP_SPEED | Thermostat Setpoint | C | Wkdy ¦ Default | 2014-01-01 | 2014-12-31 | Hourly | 25.6 | 25.6 | 25.6 | 25.6 | 25.6 | 25.6 | 23.9 | 23.9 | 23.9 | 23.9 | 23.9 | 23.9 | 23.9 | 23.9 | 23.9 | 23.9 | 23.9 | 23.9 | 23.9 | 23.9 | 23.9 | 23.9 | 25.6 | 25.6
SuperMarket_Main_HTGSETP_SPEED | Thermostat Setpoint | C | WntrDsn | 2014-01-01 | 2014-12-31 | Constant | Hr 1: 21.1
SuperMarket_Main_HTGSETP_SPEED | Thermostat Setpoint | C | SmrDsn | 2014-01-01 | 2014-12-31 | Constant | Hr 1: 21.1
SuperMarket_Main_HTGSETP_SPEED | Thermostat Setpoint | C | Sun | 2014-01-01 | 2014-12-31 | Hourly | 19.4 | 19.4 | 19.4 | 19.4 | 19.4 | 19.4 | 21.1 | 21.1 | 21.1 | 21.1 | 21.1 | 21.1 | 21.1 | 21.1 | 21.1 | 21.1 | 21.1 | 21.1 | 21.1 | 21.1 | 21.1 | 21.1 | 19.4 | 19.4
SuperMarket_Main_HTGSETP_SPEED | Thermostat Setpoint | C | Sat | 2014-01-01 | 2014-12-31 | Hourly | 19.4 | 19.4 | 19.4 | 19.4 | 19.4 | 19.4 | 21.1 | 21.1 | 21.1 | 21.1 | 21.1 | 21.1 | 21.1 | 21.1 | 21.1 | 21.1 | 21.1 | 21.1 | 21.1 | 21.1 | 21.1 | 21.1 | 19.4 | 19.4
SuperMarket_Main_HTGSETP_SPEED | Thermostat Setpoint | C | Wkdy ¦ Default | 2014-01-01 | 2014-12-31 | Hourly | 19.4 | 19.4 | 19.4 | 19.4 | 19.4 | 19.4 | 21.1 | 21.1 | 21.1 | 21.1 | 21.1 | 21.1 | 21.1 | 21.1 | 21.1 | 21.1 | 21.1 | 21.1 | 21.1 | 21.1 | 21.1 | 21.1 | 19.4 | 19.4
SuperMarket_Main_OCC_SPEED | Occupancy |  | WntrDsn | 2014-01-01 | 2014-12-31 | Constant | Hr 1: 0
SuperMarket_Main_OCC_SPEED | Occupancy |  | SmrDsn | 2014-01-01 | 2014-12-31 | Constant | bar: Hr 1
SuperMarket_Main_OCC_SPEED | Occupancy |  | Sun | 2014-01-01 | 2014-12-31 | Hourly | 0 | 0 | 0 | 0 | 0 | 0 | 0.1 | 0.1 | 0.1 | 0.1 | 0.2 | 0.2 | 0.4 | 0.4 | 0.4 | 0.4 | 0.4 | 0.2 | 0.1 | 0.1 | 0.1 | 0.1 | 0 | 0
SuperMarket_Main_OCC_SPEED | Occupancy |  | Sat | 2014-01-01 | 2014-12-31 | Hourly | 0 | 0 | 0 | 0 | 0 | 0 | 0.1 | 0.1 | 0.2 | 0.5 | 0.6 | 0.8 | 0.8 | 0.8 | 0.8 | 0.8 | 0.8 | 0.6 | 0.2 | 0.2 | 0.2 | 0.1 | 0 | 0
SuperMarket_Main_OCC_SPEED | Occupancy |  | Wkdy ¦ Default | 2014-01-01 | 2014-12-31 | Hourly | 0 | 0 | 0 | 0 | 0 | 0 | 0.1 | 0.1 | 0.2 | 0.5 | 0.5 | 0.7 | 0.7 | 0.7 | 0.7 | 0.8 | 0.7 | 0.5 | 0.5 | 0.3 | 0.3 | 0.3 | 0 | 0
SuperMarket_Main_LIGHT_2007_SPEED | Lighting |  | WntrDsn | 2014-01-01 | 2014-12-31 | Constant | Hr 1: 0
SuperMarket_Main_LIGHT_2007_SPEED | Lighting |  | SmrDsn | 2014-01-01 | 2014-12-31 | Constant | bar: Hr 1
SuperMarket_Main_LIGHT_2007_SPEED | Lighting |  | Sun | 2014-01-01 | 2014-12-31 | Hourly | 0.05 | 0.05 | 0.05 | 0.05 | 0.05 | 0.05 | 0.1 | 0.1 | 0.1 | 0.1 | 0.4 | 0.4 | 0.6 | 0.6 | 0.6 | 0.6 | 0.6 | 0.4 | 0.2 | 0.2 | 0.2 | 0.2 | 0.05 | 0.05
SuperMarket_Main_LIGHT_2007_SPEED | Lighting |  | Sat | 2014-01-01 | 2014-12-31 | Hourly | 0.05 | 0.05 | 0.05 | 0.05 | 0.05 | 0.05 | 0.1 | 0.1 | 0.3 | 0.6 | 0.9 | 0.9 | 0.9 | 0.9 | 0.9 | 0.9 | 0.9 | 0.9 | 0.5 | 0.3 | 0.3 | 0.1 | 0.05 | 0.05
SuperMarket_Main_LIGHT_2007_SPEED | Lighting |  | Wkdy ¦ Default | 2014-01-01 | 2014-12-31 | Hourly | 0.05 | 0.05 | 0.05 | 0.05 | 0.05 | 0.05 | 0.2 | 0.2 | 0.5 | 0.9 | 0.9 | 0.9 | 0.9 | 0.9 | 0.9 | 0.9 | 0.9 | 0.9 | 0.6 | 0.6 | 0.5 | 0.2 | 0.05 | 0.05
SuperMarket_Main_EQUIP_2007_SPEED | Equipment |  | WntrDsn | 2014-01-01 | 2014-12-31 | Constant | Hr 1: 0
SuperMarket_Main_EQUIP_2007_SPEED | Equipment |  | SmrDsn | 2014-01-01 | 2014-12-31 | Constant | bar: Hr 1
SuperMarket_Main_EQUIP_2007_SPEED | Equipment |  | Sun | 2014-01-01 | 2014-12-31 | Hourly | 0.3 | 0.3 | 0.3 | 0.3 | 0.3 | 0.3 | 0.3 | 0.3 | 0.3 | 0.3 | 0.6 | 0.6 | 0.8 | 0.8 | 0.8 | 0.8 | 0.8 | 0.6 | 0.4 | 0.4 | 0.4 | 0.4 | 0.3 | 0.3
SuperMarket_Main_EQUIP_2007_SPEED | Equipment |  | Sat | 2014-01-01 | 2014-12-31 | Hourly | 0.3 | 0.3 | 0.3 | 0.3 | 0.3 | 0.3 | 0.3 | 0.3 | 0.5 | 0.8 | 0.9 | 0.9 | 0.9 | 0.9 | 0.9 | 0.9 | 0.9 | 0.9 | 0.7 | 0.5 | 0.5 | 0.3 | 0.3 | 0.3
SuperMarket_Main_EQUIP_2007_SPEED | Equipment |  | Wkdy ¦ Default | 2014-01-01 | 2014-12-31 | Hourly | 0.4 | 0.4 | 0.4 | 0.4 | 0.4 | 0.4 | 0.4 | 0.4 | 0.7 | 0.9 | 0.9 | 0.9 | 0.9 | 0.9 | 0.9 | 0.9 | 0.9 | 0.9 | 0.8 | 0.8 | 0.7 | 0.4 | 0.4 | 0.4
SuperMarket_Main_LIGHT_2010_SPEED | Lighting |  | WntrDsn | 2014-01-01 | 2014-12-31 | Constant | Hr 1: 0
SuperMarket_Main_LIGHT_2010_SPEED | Lighting |  | SmrDsn | 2014-01-01 | 2014-12-31 | Constant | bar: Hr 1
SuperMarket_Main_LIGHT_2010_SPEED | Lighting |  | Sun | 2014-01-01 | 2014-12-31 | Hourly | 0.05 | 0.05 | 0.05 | 0.05 | 0.05 | 0.05 | 0.1 | 0.1 | 0.1 | 0.1 | 0.4 | 0.4 | 0.6 | 0.6 | 0.6 | 0.6 | 0.6 | 0.4 | 0.2 | 0.2 | 0.2 | 0.2 | 0.05 | 0.05
SuperMarket_Main_LIGHT_2010_SPEED | Lighting |  | Sat | 2014-01-01 | 2014-12-31 | Hourly | 0.05 | 0.05 | 0.05 | 0.05 | 0.05 | 0.05 | 0.1 | 0.1 | 0.3 | 0.6 | 0.9 | 0.9 | 0.9 | 0.9 | 0.9 | 0.9 | 0.9 | 0.9 | 0.5 | 0.3 | 0.3 | 0.1 | 0.05 | 0.05
SuperMarket_Main_LIGHT_2010_SPEED | Lighting |  | Wkdy ¦ Default | 2014-01-01 | 2014-12-31 | Hourly | 0.05 | 0.05 | 0.05 | 0.05 | 0.05 | 0.05 | 0.2 | 0.2 | 0.5 | 0.9 | 0.9 | 0.9 | 0.9 | 0.9 | 0.9 | 0.9 | 0.9 | 0.9 | 0.6 | 0.6 | 0.5 | 0.2 | 0.05 | 0.05
SuperMarket_Main_EQUIP_2010_SPEED | Equipment |  | WntrDsn | 2014-01-01 | 2014-12-31 | Constant | Hr 1: 0
SuperMarket_Main_EQUIP_2010_SPEED | Equipment |  | SmrDsn | 2014-01-01 | 2014-12-31 | Constant | bar: Hr 1
SuperMarket_Main_EQUIP_2010_SPEED | Equipment |  | Sun | 2014-01-01 | 2014-12-31 | Hourly | 0.3 | 0.3 | 0.3 | 0.3 | 0.3 | 0.3 | 0.3 | 0.3 | 0.3 | 0.3 | 0.6 | 0.6 | 0.8 | 0.8 | 0.8 | 0.8 | 0.8 | 0.6 | 0.4 | 0.4 | 0.4 | 0.4 | 0.3 | 0.3
SuperMarket_Main_EQUIP_2010_SPEED | Equipment |  | Sat | 2014-01-01 | 2014-12-31 | Hourly | 0.3 | 0.3 | 0.3 | 0.3 | 0.3 | 0.3 | 0.3 | 0.3 | 0.5 | 0.8 | 0.9 | 0.9 | 0.9 | 0.9 | 0.9 | 0.9 | 0.9 | 0.9 | 0.7 | 0.5 | 0.5 | 0.3 | 0.3 | 0.3
SuperMarket_Main_EQUIP_2010_SPEED | Equipment |  | Wkdy ¦ Default | 2014-01-01 | 2014-12-31 | Hourly | 0.4 | 0.4 | 0.4 | 0.4 | 0.4 | 0.4 | 0.4 | 0.4 | 0.7 | 0.9 | 0.9 | 0.9 | 0.9 | 0.9 | 0.9 | 0.9 | 0.9 | 0.9 | 0.8 | 0.8 | 0.7 | 0.4 | 0.4 | 0.4
SuperMarket_Main_LIGHT_2013_SPEED | Lighting |  | WntrDsn | 2014-01-01 | 2014-12-31 | Constant | Hr 1: 0
SuperMarket_Main_LIGHT_2013_SPEED | Lighting |  | SmrDsn | 2014-01-01 | 2014-12-31 | Constant | bar: Hr 1
SuperMarket_Main_LIGHT_2013_SPEED | Lighting |  | Sun | 2014-01-01 | 2014-12-31 | Hourly | 0.05 | 0.05 | 0.05 | 0.05 | 0.05 | 0.05 | 0.1 | 0.1 | 0.1 | 0.1 | 0.4 | 0.4 | 0.6 | 0.6 | 0.6 | 0.6 | 0.6 | 0.4 | 0.2 | 0.2 | 0.2 | 0.2 | 0.05 | 0.05
SuperMarket_Main_LIGHT_2013_SPEED | Lighting |  | Sat | 2014-01-01 | 2014-12-31 | Hourly | 0.05 | 0.05 | 0.05 | 0.05 | 0.05 | 0.05 | 0.1 | 0.1 | 0.3 | 0.6 | 0.9 | 0.9 | 0.9 | 0.9 | 0.9 | 0.9 | 0.9 | 0.9 | 0.5 | 0.3 | 0.3 | 0.1 | 0.05 | 0.05
SuperMarket_Main_LIGHT_2013_SPEED | Lighting |  | Wkdy ¦ Default | 2014-01-01 | 2014-12-31 | Hourly | 0.05 | 0.05 | 0.05 | 0.05 | 0.05 | 0.05 | 0.2 | 0.2 | 0.5 | 0.9 | 0.9 | 0.9 | 0.9 | 0.9 | 0.9 | 0.9 | 0.9 | 0.9 | 0.6 | 0.6 | 0.5 | 0.2 | 0.05 | 0.05
SuperMarket_Main_EQUIP_2013_SPEED | Equipment |  | WntrDsn | 2014-01-01 | 2014-12-31 | Constant | Hr 1: 0
SuperMarket_Main_EQUIP_2013_SPEED | Equipment |  | SmrDsn | 2014-01-01 | 2014-12-31 | Constant | bar: Hr 1
SuperMarket_Main_EQUIP_2013_SPEED | Equipment |  | Sun | 2014-01-01 | 2014-12-31 | Hourly | 0.3 | 0.3 | 0.3 | 0.3 | 0.3 | 0.3 | 0.3 | 0.3 | 0.3 | 0.3 | 0.6 | 0.6 | 0.8 | 0.8 | 0.8 | 0.8 | 0.8 | 0.6 | 0.4 | 0.4 | 0.4 | 0.4 | 0.3 | 0.3
SuperMarket_Main_EQUIP_2013_SPEED | Equipment |  | Sat | 2014-01-01 | 2014-12-31 | Hourly | 0.3 | 0.3 | 0.3 | 0.3 | 0.3 | 0.3 | 0.3 | 0.3 | 0.5 | 0.8 | 0.9 | 0.9 | 0.9 | 0.9 | 0.9 | 0.9 | 0.9 | 0.9 | 0.7 | 0.5 | 0.5 | 0.3 | 0.3 | 0.3
SuperMarket_Main_EQUIP_2013_SPEED | Equipment |  | Wkdy ¦ Default | 2014-01-01 | 2014-12-31 | Hourly | 0.4 | 0.4 | 0.4 | 0.4 | 0.4 | 0.4 | 0.4 | 0.4 | 0.7 | 0.9 | 0.9 | 0.9 | 0.9 | 0.9 | 0.9 | 0.9 | 0.9 | 0.9 | 0.8 | 0.8 | 0.7 | 0.4 | 0.4 | 0.4
SuperMarket_Main_INFIL_SPEED | Infiltration |  | WntrDsn | 2014-01-01 | 2014-12-31 | Constant | bar: Hr 1
SuperMarket_Main_INFIL_SPEED | Infiltration |  | SmrDsn | 2014-01-01 | 2014-12-31 | Constant | bar: Hr 1
SuperMarket_Main_INFIL_SPEED | Infiltration |  | Sun | 2014-01-01 | 2014-12-31 | Hourly | 1 | 1 | 1 | 1 | 1 | 1 | 0.5 | 0.5 | 0.5 | 0.5 | 0.5 | 0.5 | 0.5 | 0.5 | 0.5 | 0.5 | 0.5 | 0.5 | 0.5 | 0.5 | 0.5 | 0.5 | 1 | 1
SuperMarket_Main_INFIL_SPEED | Infiltration |  | Sat | 2014-01-01 | 2014-12-31 | Hourly | 1 | 1 | 1 | 1 | 1 | 1 | 0.5 | 0.5 | 0.5 | 0.5 | 0.5 | 0.5 | 0.5 | 0.5 | 0.5 | 0.5 | 0.5 | 0.5 | 0.5 | 0.5 | 0.5 | 0.5 | 1 | 1
SuperMarket_Main_INFIL_SPEED | Infiltration |  | Wkdy ¦ Default | 2014-01-01 | 2014-12-31 | Hourly | 1 | 1 | 1 | 1 | 1 | 1 | 0.5 | 0.5 | 0.5 | 0.5 | 0.5 | 0.5 | 0.5 | 0.5 | 0.5 | 0.5 | 0.5 | 0.5 | 0.5 | 0.5 | 0.5 | 0.5 | 1 | 1
SuperMarket_Main_ACTIVITY_SPEED | Activity | W | WntrDsn | 2014-01-01 | 2014-12-31 | Constant | Hr 1: 120
SuperMarket_Main_ACTIVITY_SPEED | Activity | W | SmrDsn | 2014-01-01 | 2014-12-31 | Constant | Hr 1: 120
SuperMarket_Main_ACTIVITY_SPEED | Activity | W | Sun | 2014-01-01 | 2014-12-31 | Constant | Hr 1: 120
SuperMarket_Main_ACTIVITY_SPEED | Activity | W | Sat | 2014-01-01 | 2014-12-31 | Constant | Hr 1: 120
SuperMarket_Main_ACTIVITY_SPEED | Activity | W | Wkdy ¦ Default | 2014-01-01 | 2014-12-31 | Constant | Hr 1: 120
SuperMarket_Main_OA_SPEED | OA Air |  | WntrDsn | 2014-01-01 | 2014-12-31 | Constant | bar: Hr 1
SuperMarket_Main_OA_SPEED | OA Air |  | SmrDsn | 2014-01-01 | 2014-12-31 | Constant | bar: Hr 1
SuperMarket_Main_OA_SPEED | OA Air |  | Sun | 2014-01-01 | 2014-12-31 | Hourly | 0 | 0 | 0 | 0 | 0 | 0 | 1 | 1 | 1 | 1 | 1 | 1 | 1 | 1 | 1 | 1 | 1 | 1 | 1 | 1 | 1 | 1 | 0 | 0
SuperMarket_Main_OA_SPEED | OA Air |  | Sat | 2014-01-01 | 2014-12-31 | Hourly | 0 | 0 | 0 | 0 | 0 | 0 | 1 | 1 | 1 | 1 | 1 | 1 | 1 | 1 | 1 | 1 | 1 | 1 | 1 | 1 | 1 | 1 | 0 | 0
SuperMarket_Main_OA_SPEED | OA Air |  | Wkdy ¦ Default | 2014-01-01 | 2014-12-31 | Hourly | 0 | 0 | 0 | 0 | 0 | 0 | 1 | 1 | 1 | 1 | 1 | 1 | 1 | 1 | 1 | 1 | 1 | 1 | 1 | 1 | 1 | 1 | 0 | 0
Warehouse_Storage_CLGSETP_SPEED | Thermostat Setpoint | C | WntrDsn | 2014-01-01 | 2014-12-31 | Constant | Hr 1: 23.9
Warehouse_Storage_CLGSETP_SPEED | Thermostat Setpoint | C | SmrDsn | 2014-01-01 | 2014-12-31 | Constant | Hr 1: 23.9
Warehouse_Storage_CLGSETP_SPEED | Thermostat Setpoint | C | Sun | 2014-01-01 | 2014-12-31 | Hourly | 25.6 | 25.6 | 25.6 | 25.6 | 25.6 | 25.6 | 23.9 | 23.9 | 23.9 | 23.9 | 23.9 | 23.9 | 23.9 | 23.9 | 23.9 | 23.9 | 23.9 | 23.9 | 25.6 | 25.6 | 25.6 | 25.6 | 25.6 | 25.6
Warehouse_Storage_CLGSETP_SPEED | Thermostat Setpoint | C | Sat | 2014-01-01 | 2014-12-31 | Hourly | 25.6 | 25.6 | 25.6 | 25.6 | 25.6 | 25.6 | 23.9 | 23.9 | 23.9 | 23.9 | 23.9 | 23.9 | 23.9 | 23.9 | 23.9 | 23.9 | 23.9 | 23.9 | 25.6 | 25.6 | 25.6 | 25.6 | 25.6 | 25.6
Warehouse_Storage_CLGSETP_SPEED | Thermostat Setpoint | C | Wkdy ¦ Default | 2014-01-01 | 2014-12-31 | Hourly | 25.6 | 25.6 | 25.6 | 25.6 | 25.6 | 25.6 | 23.9 | 23.9 | 23.9 | 23.9 | 23.9 | 23.9 | 23.9 | 23.9 | 23.9 | 23.9 | 23.9 | 23.9 | 25.6 | 25.6 | 25.6 | 25.6 | 25.6 | 25.6
Warehouse_Storage_HTGSETP_SPEED | Thermostat Setpoint | C | WntrDsn | 2014-01-01 | 2014-12-31 | Constant | Hr 1: 21.1
Warehouse_Storage_HTGSETP_SPEED | Thermostat Setpoint | C | SmrDsn | 2014-01-01 | 2014-12-31 | Constant | Hr 1: 21.1
Warehouse_Storage_HTGSETP_SPEED | Thermostat Setpoint | C | Sun | 2014-01-01 | 2014-12-31 | Hourly | 19.4 | 19.4 | 19.4 | 19.4 | 19.4 | 19.4 | 21.1 | 21.1 | 21.1 | 21.1 | 21.1 | 21.1 | 21.1 | 21.1 | 21.1 | 21.1 | 21.1 | 21.1 | 19.4 | 19.4 | 19.4 | 19.4 | 19.4 | 19.4
Warehouse_Storage_HTGSETP_SPEED | Thermostat Setpoint | C | Sat | 2014-01-01 | 2014-12-31 | Hourly | 19.4 | 19.4 | 19.4 | 19.4 | 19.4 | 19.4 | 21.1 | 21.1 | 21.1 | 21.1 | 21.1 | 21.1 | 21.1 | 21.1 | 21.1 | 21.1 | 21.1 | 21.1 | 19.4 | 19.4 | 19.4 | 19.4 | 19.4 | 19.4
Warehouse_Storage_HTGSETP_SPEED | Thermostat Setpoint | C | Wkdy ¦ Default | 2014-01-01 | 2014-12-31 | Hourly | 19.4 | 19.4 | 19.4 | 19.4 | 19.4 | 19.4 | 21.1 | 21.1 | 21.1 | 21.1 | 21.1 | 21.1 | 21.1 | 21.1 | 21.1 | 21.1 | 21.1 | 21.1 | 19.4 | 19.4 | 19.4 | 19.4 | 19.4 | 19.4
Warehouse_Storage_OCC_SPEED | Occupancy |  | WntrDsn | 2014-01-01 | 2014-12-31 | Constant | Hr 1: 0
Warehouse_Storage_OCC_SPEED | Occupancy |  | SmrDsn | 2014-01-01 | 2014-12-31 | Constant | bar: Hr 1
Warehouse_Storage_OCC_SPEED | Occupancy |  | Sun | 2014-01-01 | 2014-12-31 | Constant | Hr 1: 0
Warehouse_Storage_OCC_SPEED | Occupancy |  | Sat | 2014-01-01 | 2014-12-31 | Hourly | 0 | 0 | 0 | 0 | 0 | 0 | 0.11 | 0.21 | 1 | 1 | 1 | 1 | 0.53 | 1 | 1 | 1 | 1 | 0.32 | 0 | 0 | 0 | 0 | 0 | 0
Warehouse_Storage_OCC_SPEED | Occupancy |  | Wkdy ¦ Default | 2014-01-01 | 2014-12-31 | Hourly | 0 | 0 | 0 | 0 | 0 | 0 | 0.11 | 0.21 | 1 | 1 | 1 | 1 | 0.53 | 1 | 1 | 1 | 1 | 0.32 | 0 | 0 | 0 | 0 | 0 | 0
Warehouse_Storage_LIGHT_2007_SPEED | Lighting |  | WntrDsn | 2014-01-01 | 2014-12-31 | Constant | Hr 1: 0
Warehouse_Storage_LIGHT_2007_SPEED | Lighting |  | SmrDsn | 2014-01-01 | 2014-12-31 | Constant | bar: Hr 1
Warehouse_Storage_LIGHT_2007_SPEED | Lighting |  | Sun | 2014-01-01 | 2014-12-31 | Constant | Hr 1: 0.1
Warehouse_Storage_LIGHT_2007_SPEED | Lighting |  | Sat | 2014-01-01 | 2014-12-31 | Hourly | 0.1 | 0.1 | 0.1 | 0.1 | 0.1 | 0.1 | 0.1 | 0.6 | 0.75 | 0.85 | 0.85 | 0.85 | 0.85 | 0.85 | 0.85 | 0.85 | 0.75 | 0.6 | 0.1 | 0.1 | 0.1 | 0.1 | 0.1 | 0.1
Warehouse_Storage_LIGHT_2007_SPEED | Lighting |  | Wkdy ¦ Default | 2014-01-01 | 2014-12-31 | Hourly | 0.1 | 0.1 | 0.1 | 0.1 | 0.1 | 0.1 | 0.1 | 0.6 | 0.75 | 0.85 | 0.85 | 0.85 | 0.85 | 0.85 | 0.85 | 0.85 | 0.75 | 0.6 | 0.1 | 0.1 | 0.1 | 0.1 | 0.1 | 0.1
Warehouse_Storage_EQUIP_2007_SPEED | Equipment |  | WntrDsn | 2014-01-01 | 2014-12-31 | Constant | Hr 1: 0
Warehouse_Storage_EQUIP_2007_SPEED | Equipment |  | SmrDsn | 2014-01-01 | 2014-12-31 | Constant | bar: Hr 1
Warehouse_Storage_EQUIP_2007_SPEED | Equipment |  | Sun | 2014-01-01 | 2014-12-31 | Constant | Hr 1: 0
Warehouse_Storage_EQUIP_2007_SPEED | Equipment |  | Sat | 2014-01-01 | 2014-12-31 | Hourly | 0.25 | 0.25 | 0.25 | 0.25 | 0.25 | 0.25 | 0.25 | 0.25 | 1 | 1 | 1 | 1 | 0.25 | 1 | 1 | 1 | 1 | 0.25 | 0.25 | 0.25 | 0.25 | 0.25 | 0.25 | 0.25
Warehouse_Storage_EQUIP_2007_SPEED | Equipment |  | Wkdy ¦ Default | 2014-01-01 | 2014-12-31 | Hourly | 0.25 | 0.25 | 0.25 | 0.25 | 0.25 | 0.25 | 0.25 | 0.25 | 1 | 1 | 1 | 1 | 0.25 | 1 | 1 | 1 | 1 | 0.25 | 0.25 | 0.25 | 0.25 | 0.25 | 0.25 | 0.25
Warehouse_Storage_LIGHT_2010_SPEED | Lighting |  | WntrDsn | 2014-01-01 | 2014-12-31 | Constant | Hr 1: 0
Warehouse_Storage_LIGHT_2010_SPEED | Lighting |  | SmrDsn | 2014-01-01 | 2014-12-31 | Constant | bar: Hr 1
Warehouse_Storage_LIGHT_2010_SPEED | Lighting |  | Sun | 2014-01-01 | 2014-12-31 | Constant | Hr 1: 0.1
Warehouse_Storage_LIGHT_2010_SPEED | Lighting |  | Sat | 2014-01-01 | 2014-12-31 | Hourly | 0.1 | 0.1 | 0.1 | 0.1 | 0.1 | 0.1 | 0.1 | 0.6 | 0.75 | 0.85 | 0.85 | 0.85 | 0.85 | 0.85 | 0.85 | 0.85 | 0.75 | 0.6 | 0.1 | 0.1 | 0.1 | 0.1 | 0.1 | 0.1
Warehouse_Storage_LIGHT_2010_SPEED | Lighting |  | Wkdy ¦ Default | 2014-01-01 | 2014-12-31 | Hourly | 0.1 | 0.1 | 0.1 | 0.1 | 0.1 | 0.1 | 0.1 | 0.6 | 0.75 | 0.85 | 0.85 | 0.85 | 0.85 | 0.85 | 0.85 | 0.85 | 0.75 | 0.6 | 0.1 | 0.1 | 0.1 | 0.1 | 0.1 | 0.1
Warehouse_Storage_EQUIP_2010_SPEED | Equipment |  | WntrDsn | 2014-01-01 | 2014-12-31 | Constant | Hr 1: 0
Warehouse_Storage_EQUIP_2010_SPEED | Equipment |  | SmrDsn | 2014-01-01 | 2014-12-31 | Constant | bar: Hr 1
Warehouse_Storage_EQUIP_2010_SPEED | Equipment |  | Sun | 2014-01-01 | 2014-12-31 | Constant | Hr 1: 0
Warehouse_Storage_EQUIP_2010_SPEED | Equipment |  | Sat | 2014-01-01 | 2014-12-31 | Hourly | 0.25 | 0.25 | 0.25 | 0.25 | 0.25 | 0.25 | 0.25 | 0.25 | 1 | 1 | 1 | 1 | 0.25 | 1 | 1 | 1 | 1 | 0.25 | 0.25 | 0.25 | 0.25 | 0.25 | 0.25 | 0.25
Warehouse_Storage_EQUIP_2010_SPEED | Equipment |  | Wkdy ¦ Default | 2014-01-01 | 2014-12-31 | Hourly | 0.25 | 0.25 | 0.25 | 0.25 | 0.25 | 0.25 | 0.25 | 0.25 | 1 | 1 | 1 | 1 | 0.25 | 1 | 1 | 1 | 1 | 0.25 | 0.25 | 0.25 | 0.25 | 0.25 | 0.25 | 0.25
Warehouse_Storage_LIGHT_2013_SPEED | Lighting |  | WntrDsn | 2014-01-01 | 2014-12-31 | Constant | Hr 1: 0
Warehouse_Storage_LIGHT_2013_SPEED | Lighting |  | SmrDsn | 2014-01-01 | 2014-12-31 | Constant | bar: Hr 1
Warehouse_Storage_LIGHT_2013_SPEED | Lighting |  | Sun | 2014-01-01 | 2014-12-31 | Constant | Hr 1: 0.1
Warehouse_Storage_LIGHT_2013_SPEED | Lighting |  | Sat | 2014-01-01 | 2014-12-31 | Hourly | 0.1 | 0.1 | 0.1 | 0.1 | 0.1 | 0.1 | 0.1 | 0.6 | 0.75 | 0.85 | 0.85 | 0.85 | 0.85 | 0.85 | 0.85 | 0.85 | 0.75 | 0.6 | 0.1 | 0.1 | 0.1 | 0.1 | 0.1 | 0.1
Warehouse_Storage_LIGHT_2013_SPEED | Lighting |  | Wkdy ¦ Default | 2014-01-01 | 2014-12-31 | Hourly | 0.1 | 0.1 | 0.1 | 0.1 | 0.1 | 0.1 | 0.1 | 0.6 | 0.75 | 0.85 | 0.85 | 0.85 | 0.85 | 0.85 | 0.85 | 0.85 | 0.75 | 0.6 | 0.1 | 0.1 | 0.1 | 0.1 | 0.1 | 0.1
Warehouse_Storage_EQUIP_2013_SPEED | Equipment |  | WntrDsn | 2014-01-01 | 2014-12-31 | Constant | Hr 1: 0
Warehouse_Storage_EQUIP_2013_SPEED | Equipment |  | SmrDsn | 2014-01-01 | 2014-12-31 | Constant | bar: Hr 1
Warehouse_Storage_EQUIP_2013_SPEED | Equipment |  | Sun | 2014-01-01 | 2014-12-31 | Constant | Hr 1: 0
Warehouse_Storage_EQUIP_2013_SPEED | Equipment |  | Sat | 2014-01-01 | 2014-12-31 | Hourly | 0.25 | 0.25 | 0.25 | 0.25 | 0.25 | 0.25 | 0.25 | 0.25 | 1 | 1 | 1 | 1 | 0.25 | 1 | 1 | 1 | 1 | 0.25 | 0.25 | 0.25 | 0.25 | 0.25 | 0.25 | 0.25
Warehouse_Storage_EQUIP_2013_SPEED | Equipment |  | Wkdy ¦ Default | 2014-01-01 | 2014-12-31 | Hourly | 0.25 | 0.25 | 0.25 | 0.25 | 0.25 | 0.25 | 0.25 | 0.25 | 1 | 1 | 1 | 1 | 0.25 | 1 | 1 | 1 | 1 | 0.25 | 0.25 | 0.25 | 0.25 | 0.25 | 0.25 | 0.25
Warehouse_Storage_INFIL_SPEED | Infiltration |  | WntrDsn | 2014-01-01 | 2014-12-31 | Constant | bar: Hr 1
Warehouse_Storage_INFIL_SPEED | Infiltration |  | SmrDsn | 2014-01-01 | 2014-12-31 | Constant | bar: Hr 1
Warehouse_Storage_INFIL_SPEED | Infiltration |  | Sun | 2014-01-01 | 2014-12-31 | Hourly | 1 | 1 | 1 | 1 | 1 | 1 | 0.5 | 0.5 | 0.5 | 0.5 | 0.5 | 0.5 | 0.5 | 0.5 | 0.5 | 0.5 | 0.5 | 0.5 | 1 | 1 | 1 | 1 | 1 | 1
Warehouse_Storage_INFIL_SPEED | Infiltration |  | Sat | 2014-01-01 | 2014-12-31 | Hourly | 1 | 1 | 1 | 1 | 1 | 1 | 0.5 | 0.5 | 0.5 | 0.5 | 0.5 | 0.5 | 0.5 | 0.5 | 0.5 | 0.5 | 0.5 | 0.5 | 1 | 1 | 1 | 1 | 1 | 1
Warehouse_Storage_INFIL_SPEED | Infiltration |  | Wkdy ¦ Default | 2014-01-01 | 2014-12-31 | Hourly | 1 | 1 | 1 | 1 | 1 | 1 | 0.5 | 0.5 | 0.5 | 0.5 | 0.5 | 0.5 | 0.5 | 0.5 | 0.5 | 0.5 | 0.5 | 0.5 | 1 | 1 | 1 | 1 | 1 | 1
Warehouse_Storage_ACTIVITY_SPEED | Activity | W | WntrDsn | 2014-01-01 | 2014-12-31 | Constant | Hr 1: 120
Warehouse_Storage_ACTIVITY_SPEED | Activity | W | SmrDsn | 2014-01-01 | 2014-12-31 | Constant | Hr 1: 120
Warehouse_Storage_ACTIVITY_SPEED | Activity | W | Sun | 2014-01-01 | 2014-12-31 | Constant | Hr 1: 120
Warehouse_Storage_ACTIVITY_SPEED | Activity | W | Sat | 2014-01-01 | 2014-12-31 | Constant | Hr 1: 120
Warehouse_Storage_ACTIVITY_SPEED | Activity | W | Wkdy ¦ Default | 2014-01-01 | 2014-12-31 | Constant | Hr 1: 120
Warehouse_Storage_OA_SPEED | OA Air |  | WntrDsn | 2014-01-01 | 2014-12-31 | Constant | bar: Hr 1
Warehouse_Storage_OA_SPEED | OA Air |  | SmrDsn | 2014-01-01 | 2014-12-31 | Constant | bar: Hr 1
Warehouse_Storage_OA_SPEED | OA Air |  | Sun | 2014-01-01 | 2014-12-31 | Hourly | 0 | 0 | 0 | 0 | 0 | 0 | 1 | 1 | 1 | 1 | 1 | 1 | 1 | 1 | 1 | 1 | 1 | 1 | 0 | 0 | 0 | 0 | 0 | 0
Warehouse_Storage_OA_SPEED | OA Air |  | Sat | 2014-01-01 | 2014-12-31 | Hourly | 0 | 0 | 0 | 0 | 0 | 0 | 1 | 1 | 1 | 1 | 1 | 1 | 1 | 1 | 1 | 1 | 1 | 1 | 0 | 0 | 0 | 0 | 0 | 0
Warehouse_Storage_OA_SPEED | OA Air |  | Wkdy ¦ Default | 2014-01-01 | 2014-12-31 | Hourly | 0 | 0 | 0 | 0 | 0 | 0 | 1 | 1 | 1 | 1 | 1 | 1 | 1 | 1 | 1 | 1 | 1 | 1 | 0 | 0 | 0 | 0 | 0 | 0
Warehouse_Office_CLGSETP_SPEED | Thermostat Setpoint | C | WntrDsn | 2014-01-01 | 2014-12-31 | Constant | Hr 1: 23.9
Warehouse_Office_CLGSETP_SPEED | Thermostat Setpoint | C | SmrDsn | 2014-01-01 | 2014-12-31 | Constant | Hr 1: 23.9
Warehouse_Office_CLGSETP_SPEED | Thermostat Setpoint | C | Sun | 2014-01-01 | 2014-12-31 | Hourly | 25.6 | 25.6 | 25.6 | 25.6 | 25.6 | 25.6 | 23.9 | 23.9 | 23.9 | 23.9 | 23.9 | 23.9 | 23.9 | 23.9 | 23.9 | 23.9 | 23.9 | 23.9 | 25.6 | 25.6 | 25.6 | 25.6 | 25.6 | 25.6
Warehouse_Office_CLGSETP_SPEED | Thermostat Setpoint | C | Sat | 2014-01-01 | 2014-12-31 | Hourly | 25.6 | 25.6 | 25.6 | 25.6 | 25.6 | 25.6 | 23.9 | 23.9 | 23.9 | 23.9 | 23.9 | 23.9 | 23.9 | 23.9 | 23.9 | 23.9 | 23.9 | 23.9 | 25.6 | 25.6 | 25.6 | 25.6 | 25.6 | 25.6
Warehouse_Office_CLGSETP_SPEED | Thermostat Setpoint | C | Wkdy ¦ Default | 2014-01-01 | 2014-12-31 | Hourly | 25.6 | 25.6 | 25.6 | 25.6 | 25.6 | 25.6 | 23.9 | 23.9 | 23.9 | 23.9 | 23.9 | 23.9 | 23.9 | 23.9 | 23.9 | 23.9 | 23.9 | 23.9 | 25.6 | 25.6 | 25.6 | 25.6 | 25.6 | 25.6
Warehouse_Office_HTGSETP_SPEED | Thermostat Setpoint | C | WntrDsn | 2014-01-01 | 2014-12-31 | Constant | Hr 1: 21.1
Warehouse_Office_HTGSETP_SPEED | Thermostat Setpoint | C | SmrDsn | 2014-01-01 | 2014-12-31 | Constant | Hr 1: 21.1
Warehouse_Office_HTGSETP_SPEED | Thermostat Setpoint | C | Sun | 2014-01-01 | 2014-12-31 | Hourly | 19.4 | 19.4 | 19.4 | 19.4 | 19.4 | 19.4 | 21.1 | 21.1 | 21.1 | 21.1 | 21.1 | 21.1 | 21.1 | 21.1 | 21.1 | 21.1 | 21.1 | 21.1 | 19.4 | 19.4 | 19.4 | 19.4 | 19.4 | 19.4
Warehouse_Office_HTGSETP_SPEED | Thermostat Setpoint | C | Sat | 2014-01-01 | 2014-12-31 | Hourly | 19.4 | 19.4 | 19.4 | 19.4 | 19.4 | 19.4 | 21.1 | 21.1 | 21.1 | 21.1 | 21.1 | 21.1 | 21.1 | 21.1 | 21.1 | 21.1 | 21.1 | 21.1 | 19.4 | 19.4 | 19.4 | 19.4 | 19.4 | 19.4
Warehouse_Office_HTGSETP_SPEED | Thermostat Setpoint | C | Wkdy ¦ Default | 2014-01-01 | 2014-12-31 | Hourly | 19.4 | 19.4 | 19.4 | 19.4 | 19.4 | 19.4 | 21.1 | 21.1 | 21.1 | 21.1 | 21.1 | 21.1 | 21.1 | 21.1 | 21.1 | 21.1 | 21.1 | 21.1 | 19.4 | 19.4 | 19.4 | 19.4 | 19.4 | 19.4
Warehouse_Office_OCC_SPEED | Occupancy |  | WntrDsn | 2014-01-01 | 2014-12-31 | Constant | Hr 1: 0
Warehouse_Office_OCC_SPEED | Occupancy |  | SmrDsn | 2014-01-01 | 2014-12-31 | Constant | bar: Hr 1
Warehouse_Office_OCC_SPEED | Occupancy |  | Sun | 2014-01-01 | 2014-12-31 | Constant | Hr 1: 0
Warehouse_Office_OCC_SPEED | Occupancy |  | Sat | 2014-01-01 | 2014-12-31 | Hourly | 0 | 0 | 0 | 0 | 0 | 0 | 0.11 | 0.21 | 1 | 1 | 1 | 1 | 0.53 | 1 | 1 | 1 | 1 | 0.32 | 0 | 0 | 0 | 0 | 0 | 0
Warehouse_Office_OCC_SPEED | Occupancy |  | Wkdy ¦ Default | 2014-01-01 | 2014-12-31 | Hourly | 0 | 0 | 0 | 0 | 0 | 0 | 0.11 | 0.21 | 1 | 1 | 1 | 1 | 0.53 | 1 | 1 | 1 | 1 | 0.32 | 0 | 0 | 0 | 0 | 0 | 0
Warehouse_Office_LIGHT_2007_SPEED | Lighting |  | WntrDsn | 2014-01-01 | 2014-12-31 | Constant | Hr 1: 0
Warehouse_Office_LIGHT_2007_SPEED | Lighting |  | SmrDsn | 2014-01-01 | 2014-12-31 | Constant | bar: Hr 1
Warehouse_Office_LIGHT_2007_SPEED | Lighting |  | Sun | 2014-01-01 | 2014-12-31 | Constant | Hr 1: 0.18
Warehouse_Office_LIGHT_2007_SPEED | Lighting |  | Sat | 2014-01-01 | 2014-12-31 | Hourly | 0.18 | 0.18 | 0.18 | 0.18 | 0.18 | 0.18 | 0.23 | 0.42 | 0.77 | 0.77 | 0.77 | 0.77 | 0.68 | 0.77 | 0.77 | 0.77 | 0.77 | 0.61 | 0.18 | 0.18 | 0.18 | 0.18 | 0.18 | 0.18
Warehouse_Office_LIGHT_2007_SPEED | Lighting |  | Wkdy ¦ Default | 2014-01-01 | 2014-12-31 | Hourly | 0.18 | 0.18 | 0.18 | 0.18 | 0.18 | 0.18 | 0.23 | 0.42 | 0.77 | 0.77 | 0.77 | 0.77 | 0.68 | 0.77 | 0.77 | 0.77 | 0.77 | 0.61 | 0.18 | 0.18 | 0.18 | 0.18 | 0.18 | 0.18
Warehouse_Office_EQUIP_2007_SPEED | Equipment |  | WntrDsn | 2014-01-01 | 2014-12-31 | Constant | Hr 1: 0
Warehouse_Office_EQUIP_2007_SPEED | Equipment |  | SmrDsn | 2014-01-01 | 2014-12-31 | Constant | bar: Hr 1
Warehouse_Office_EQUIP_2007_SPEED | Equipment |  | Sun | 2014-01-01 | 2014-12-31 | Constant | Hr 1: 0.25545
Warehouse_Office_EQUIP_2007_SPEED | Equipment |  | Sat | 2014-01-01 | 2014-12-31 | Hourly | 0.25545 | 0.25545 | 0.25545 | 0.25545 | 0.25545 | 0.25545 | 0.29081 | 0.48468 | 0.96935 | 0.96935 | 0.96935 | 0.96935 | 0.91119 | 0.96935 | 0.96935 | 0.96935 | 0.96935 | 0.48468 | 0.25545 | 0.25545 | 0.25545 | 0.25545 | 0.25545 | 0.25545
Warehouse_Office_EQUIP_2007_SPEED | Equipment |  | Wkdy ¦ Default | 2014-01-01 | 2014-12-31 | Hourly | 0.25545 | 0.25545 | 0.25545 | 0.25545 | 0.25545 | 0.25545 | 0.29081 | 0.48468 | 0.96935 | 0.96935 | 0.96935 | 0.96935 | 0.91119 | 0.96935 | 0.96935 | 0.96935 | 0.96935 | 0.48468 | 0.25545 | 0.25545 | 0.25545 | 0.25545 | 0.25545 | 0.25545
Warehouse_Office_LIGHT_2010_SPEED | Lighting |  | WntrDsn | 2014-01-01 | 2014-12-31 | Constant | Hr 1: 0
Warehouse_Office_LIGHT_2010_SPEED | Lighting |  | SmrDsn | 2014-01-01 | 2014-12-31 | Constant | bar: Hr 1
Warehouse_Office_LIGHT_2010_SPEED | Lighting |  | Sun | 2014-01-01 | 2014-12-31 | Constant | Hr 1: 0.18
Warehouse_Office_LIGHT_2010_SPEED | Lighting |  | Sat | 2014-01-01 | 2014-12-31 | Hourly | 0.18 | 0.18 | 0.18 | 0.18 | 0.18 | 0.18 | 0.19674 | 0.35927 | 0.65866 | 0.65866 | 0.65866 | 0.65866 | 0.58167 | 0.65866 | 0.65866 | 0.65866 | 0.65866 | 0.52179 | 0.18 | 0.18 | 0.18 | 0.18 | 0.18 | 0.18
Warehouse_Office_LIGHT_2010_SPEED | Lighting |  | Wkdy ¦ Default | 2014-01-01 | 2014-12-31 | Hourly | 0.18 | 0.18 | 0.18 | 0.18 | 0.18 | 0.18 | 0.19674 | 0.35927 | 0.65866 | 0.65866 | 0.65866 | 0.65866 | 0.58167 | 0.65866 | 0.65866 | 0.65866 | 0.65866 | 0.52179 | 0.18 | 0.18 | 0.18 | 0.18 | 0.18 | 0.18
Warehouse_Office_EQUIP_2010_SPEED | Equipment |  | WntrDsn | 2014-01-01 | 2014-12-31 | Constant | Hr 1: 0
Warehouse_Office_EQUIP_2010_SPEED | Equipment |  | SmrDsn | 2014-01-01 | 2014-12-31 | Constant | bar: Hr 1
Warehouse_Office_EQUIP_2010_SPEED | Equipment |  | Sun | 2014-01-01 | 2014-12-31 | Constant | Hr 1: 0.25545
Warehouse_Office_EQUIP_2010_SPEED | Equipment |  | Sat | 2014-01-01 | 2014-12-31 | Hourly | 0.25545 | 0.25545 | 0.25545 | 0.25545 | 0.25545 | 0.25545 | 0.29081 | 0.48468 | 0.96935 | 0.96935 | 0.96935 | 0.96935 | 0.91119 | 0.96935 | 0.96935 | 0.96935 | 0.96935 | 0.48468 | 0.25545 | 0.25545 | 0.25545 | 0.25545 | 0.25545 | 0.25545
Warehouse_Office_EQUIP_2010_SPEED | Equipment |  | Wkdy ¦ Default | 2014-01-01 | 2014-12-31 | Hourly | 0.25545 | 0.25545 | 0.25545 | 0.25545 | 0.25545 | 0.25545 | 0.29081 | 0.48468 | 0.96935 | 0.96935 | 0.96935 | 0.96935 | 0.91119 | 0.96935 | 0.96935 | 0.96935 | 0.96935 | 0.48468 | 0.25545 | 0.25545 | 0.25545 | 0.25545 | 0.25545 | 0.25545
Warehouse_Office_LIGHT_2013_SPEED | Lighting |  | WntrDsn | 2014-01-01 | 2014-12-31 | Constant | Hr 1: 0
Warehouse_Office_LIGHT_2013_SPEED | Lighting |  | SmrDsn | 2014-01-01 | 2014-12-31 | Constant | bar: Hr 1
Warehouse_Office_LIGHT_2013_SPEED | Lighting |  | Sun | 2014-01-01 | 2014-12-31 | Constant | Hr 1: 0.18
Warehouse_Office_LIGHT_2013_SPEED | Lighting |  | Sat | 2014-01-01 | 2014-12-31 | Hourly | 0.18 | 0.18 | 0.18 | 0.18 | 0.18 | 0.18 | 0.18789 | 0.3431 | 0.62902 | 0.62902 | 0.62902 | 0.62902 | 0.5555 | 0.62902 | 0.62902 | 0.62902 | 0.62902 | 0.49831 | 0.18 | 0.18 | 0.18 | 0.18 | 0.18 | 0.18
Warehouse_Office_LIGHT_2013_SPEED | Lighting |  | Wkdy ¦ Default | 2014-01-01 | 2014-12-31 | Hourly | 0.18 | 0.18 | 0.18 | 0.18 | 0.18 | 0.18 | 0.18789 | 0.3431 | 0.62902 | 0.62902 | 0.62902 | 0.62902 | 0.5555 | 0.62902 | 0.62902 | 0.62902 | 0.62902 | 0.49831 | 0.18 | 0.18 | 0.18 | 0.18 | 0.18 | 0.18
Warehouse_Office_EQUIP_2013_SPEED | Equipment |  | WntrDsn | 2014-01-01 | 2014-12-31 | Constant | Hr 1: 0
Warehouse_Office_EQUIP_2013_SPEED | Equipment |  | SmrDsn | 2014-01-01 | 2014-12-31 | Constant | bar: Hr 1
Warehouse_Office_EQUIP_2013_SPEED | Equipment |  | Sun | 2014-01-01 | 2014-12-31 | Constant | Hr 1: 0.25545
Warehouse_Office_EQUIP_2013_SPEED | Equipment |  | Sat | 2014-01-01 | 2014-12-31 | Hourly | 0.25545 | 0.25545 | 0.25545 | 0.25545 | 0.25545 | 0.25545 | 0.29081 | 0.48468 | 0.96935 | 0.96935 | 0.96935 | 0.96935 | 0.91119 | 0.96935 | 0.96935 | 0.96935 | 0.96935 | 0.48468 | 0.25545 | 0.25545 | 0.25545 | 0.25545 | 0.25545 | 0.25545
Warehouse_Office_EQUIP_2013_SPEED | Equipment |  | Wkdy ¦ Default | 2014-01-01 | 2014-12-31 | Hourly | 0.25545 | 0.25545 | 0.25545 | 0.25545 | 0.25545 | 0.25545 | 0.29081 | 0.48468 | 0.96935 | 0.96935 | 0.96935 | 0.96935 | 0.91119 | 0.96935 | 0.96935 | 0.96935 | 0.96935 | 0.48468 | 0.25545 | 0.25545 | 0.25545 | 0.25545 | 0.25545 | 0.25545
Warehouse_Office_INFIL_SPEED | Infiltration |  | WntrDsn | 2014-01-01 | 2014-12-31 | Constant | bar: Hr 1
Warehouse_Office_INFIL_SPEED | Infiltration |  | SmrDsn | 2014-01-01 | 2014-12-31 | Constant | bar: Hr 1
Warehouse_Office_INFIL_SPEED | Infiltration |  | Sun | 2014-01-01 | 2014-12-31 | Hourly | 1 | 1 | 1 | 1 | 1 | 1 | 0.5 | 0.5 | 0.5 | 0.5 | 0.5 | 0.5 | 0.5 | 0.5 | 0.5 | 0.5 | 0.5 | 0.5 | 1 | 1 | 1 | 1 | 1 | 1
Warehouse_Office_INFIL_SPEED | Infiltration |  | Sat | 2014-01-01 | 2014-12-31 | Hourly | 1 | 1 | 1 | 1 | 1 | 1 | 0.5 | 0.5 | 0.5 | 0.5 | 0.5 | 0.5 | 0.5 | 0.5 | 0.5 | 0.5 | 0.5 | 0.5 | 1 | 1 | 1 | 1 | 1 | 1
Warehouse_Office_INFIL_SPEED | Infiltration |  | Wkdy ¦ Default | 2014-01-01 | 2014-12-31 | Hourly | 1 | 1 | 1 | 1 | 1 | 1 | 0.5 | 0.5 | 0.5 | 0.5 | 0.5 | 0.5 | 0.5 | 0.5 | 0.5 | 0.5 | 0.5 | 0.5 | 1 | 1 | 1 | 1 | 1 | 1
Warehouse_Office_ACTIVITY_SPEED | Activity | W | WntrDsn | 2014-01-01 | 2014-12-31 | Constant | Hr 1: 120
Warehouse_Office_ACTIVITY_SPEED | Activity | W | SmrDsn | 2014-01-01 | 2014-12-31 | Constant | Hr 1: 120
Warehouse_Office_ACTIVITY_SPEED | Activity | W | Sun | 2014-01-01 | 2014-12-31 | Constant | Hr 1: 120
Warehouse_Office_ACTIVITY_SPEED | Activity | W | Sat | 2014-01-01 | 2014-12-31 | Constant | Hr 1: 120
Warehouse_Office_ACTIVITY_SPEED | Activity | W | Wkdy ¦ Default | 2014-01-01 | 2014-12-31 | Constant | Hr 1: 120
Warehouse_Office_OA_SPEED | OA Air |  | WntrDsn | 2014-01-01 | 2014-12-31 | Constant | bar: Hr 1
Warehouse_Office_OA_SPEED | OA Air |  | SmrDsn | 2014-01-01 | 2014-12-31 | Constant | bar: Hr 1
Warehouse_Office_OA_SPEED | OA Air |  | Sun | 2014-01-01 | 2014-12-31 | Hourly | 0 | 0 | 0 | 0 | 0 | 0 | 1 | 1 | 1 | 1 | 1 | 1 | 1 | 1 | 1 | 1 | 1 | 1 | 0 | 0 | 0 | 0 | 0 | 0
Warehouse_Office_OA_SPEED | OA Air |  | Sat | 2014-01-01 | 2014-12-31 | Hourly | 0 | 0 | 0 | 0 | 0 | 0 | 1 | 1 | 1 | 1 | 1 | 1 | 1 | 1 | 1 | 1 | 1 | 1 | 0 | 0 | 0 | 0 | 0 | 0
Warehouse_Office_OA_SPEED | OA Air |  | Wkdy ¦ Default | 2014-01-01 | 2014-12-31 | Hourly | 0 | 0 | 0 | 0 | 0 | 0 | 1 | 1 | 1 | 1 | 1 | 1 | 1 | 1 | 1 | 1 | 1 | 1 | 0 | 0 | 0 | 0 | 0 | 0
FullServiceRestaurant_Dining_CLGSETP_SPEED | Thermostat Setpoint | C | WntrDsn | 2014-01-01 | 2014-12-31 | Constant | Hr 1: 23.9
FullServiceRestaurant_Dining_CLGSETP_SPEED | Thermostat Setpoint | C | SmrDsn | 2014-01-01 | 2014-12-31 | Constant | Hr 1: 23.9
FullServiceRestaurant_Dining_CLGSETP_SPEED | Thermostat Setpoint | C | Sun | 2014-01-01 | 2014-12-31 | Hourly | 25.6 | 25.6 | 25.6 | 25.6 | 25.6 | 25.6 | 25.6 | 23.9 | 23.9 | 23.9 | 23.9 | 23.9 | 23.9 | 23.9 | 23.9 | 23.9 | 23.9 | 23.9 | 23.9 | 23.9 | 23.9 | 23.9 | 23.9 | 23.9
FullServiceRestaurant_Dining_CLGSETP_SPEED | Thermostat Setpoint | C | Sat | 2014-01-01 | 2014-12-31 | Hourly | 25.6 | 25.6 | 25.6 | 25.6 | 25.6 | 25.6 | 25.6 | 23.9 | 23.9 | 23.9 | 23.9 | 23.9 | 23.9 | 23.9 | 23.9 | 23.9 | 23.9 | 23.9 | 23.9 | 23.9 | 23.9 | 23.9 | 23.9 | 23.9
FullServiceRestaurant_Dining_CLGSETP_SPEED | Thermostat Setpoint | C | Wkdy ¦ Default | 2014-01-01 | 2014-12-31 | Hourly | 25.6 | 25.6 | 25.6 | 25.6 | 25.6 | 25.6 | 23.9 | 23.9 | 23.9 | 23.9 | 23.9 | 23.9 | 23.9 | 23.9 | 23.9 | 23.9 | 23.9 | 23.9 | 23.9 | 23.9 | 23.9 | 23.9 | 23.9 | 23.9
FullServiceRestaurant_Dining_HTGSETP_SPEED | Thermostat Setpoint | C | WntrDsn | 2014-01-01 | 2014-12-31 | Constant | Hr 1: 21.1
FullServiceRestaurant_Dining_HTGSETP_SPEED | Thermostat Setpoint | C | SmrDsn | 2014-01-01 | 2014-12-31 | Constant | Hr 1: 21.1
FullServiceRestaurant_Dining_HTGSETP_SPEED | Thermostat Setpoint | C | Sun | 2014-01-01 | 2014-12-31 | Hourly | 19.4 | 19.4 | 19.4 | 19.4 | 19.4 | 19.4 | 19.4 | 21.1 | 21.1 | 21.1 | 21.1 | 21.1 | 21.1 | 21.1 | 21.1 | 21.1 | 21.1 | 21.1 | 21.1 | 21.1 | 21.1 | 21.1 | 21.1 | 21.1
FullServiceRestaurant_Dining_HTGSETP_SPEED | Thermostat Setpoint | C | Sat | 2014-01-01 | 2014-12-31 | Hourly | 19.4 | 19.4 | 19.4 | 19.4 | 19.4 | 19.4 | 19.4 | 21.1 | 21.1 | 21.1 | 21.1 | 21.1 | 21.1 | 21.1 | 21.1 | 21.1 | 21.1 | 21.1 | 21.1 | 21.1 | 21.1 | 21.1 | 21.1 | 21.1
FullServiceRestaurant_Dining_HTGSETP_SPEED | Thermostat Setpoint | C | Wkdy ¦ Default | 2014-01-01 | 2014-12-31 | Hourly | 19.4 | 19.4 | 19.4 | 19.4 | 19.4 | 19.4 | 21.1 | 21.1 | 21.1 | 21.1 | 21.1 | 21.1 | 21.1 | 21.1 | 21.1 | 21.1 | 21.1 | 21.1 | 21.1 | 21.1 | 21.1 | 21.1 | 21.1 | 21.1
FullServiceRestaurant_Dining_OCC_SPEED | Occupancy |  | WntrDsn | 2014-01-01 | 2014-12-31 | Constant | Hr 1: 0
FullServiceRestaurant_Dining_OCC_SPEED | Occupancy |  | SmrDsn | 2014-01-01 | 2014-12-31 | Constant | bar: Hr 1
FullServiceRestaurant_Dining_OCC_SPEED | Occupancy |  | Sun | 2014-01-01 | 2014-12-31 | Hourly | 0.05 | 0 | 0 | 0 | 0 | 0 | 0.05 | 0.5 | 0.5 | 0.2 | 0.2 | 0.3 | 0.5 | 0.5 | 0.3 | 0.2 | 0.25 | 0.35 | 0.55 | 0.65 | 0.7 | 0.35 | 0.2 | 0.2
FullServiceRestaurant_Dining_OCC_SPEED | Occupancy |  | Sat | 2014-01-01 | 2014-12-31 | Hourly | 0.05 | 0 | 0 | 0 | 0 | 0 | 0.05 | 0.5 | 0.5 | 0.4 | 0.2 | 0.45 | 0.5 | 0.5 | 0.35 | 0.3 | 0.3 | 0.3 | 0.7 | 0.9 | 0.7 | 0.65 | 0.55 | 0.35
FullServiceRestaurant_Dining_OCC_SPEED | Occupancy |  | Wkdy ¦ Default | 2014-01-01 | 2014-12-31 | Hourly | 0.05 | 0 | 0 | 0 | 0 | 0.05 | 0.1 | 0.4 | 0.4 | 0.4 | 0.2 | 0.5 | 0.8 | 0.7 | 0.4 | 0.2 | 0.25 | 0.5 | 0.8 | 0.8 | 0.8 | 0.5 | 0.35 | 0.2
FullServiceRestaurant_Dining_LIGHT_2007_SPEED | Lighting |  | WntrDsn | 2014-01-01 | 2014-12-31 | Constant | Hr 1: 0
FullServiceRestaurant_Dining_LIGHT_2007_SPEED | Lighting |  | SmrDsn | 2014-01-01 | 2014-12-31 | Constant | bar: Hr 1
FullServiceRestaurant_Dining_LIGHT_2007_SPEED | Lighting |  | Sun | 2014-01-01 | 2014-12-31 | Hourly | 0.2 | 0.15 | 0.15 | 0.15 | 0.15 | 0.15 | 0.3 | 0.3 | 0.5 | 0.5 | 0.7 | 0.7 | 0.7 | 0.7 | 0.7 | 0.7 | 0.6 | 0.6 | 0.6 | 0.6 | 0.6 | 0.6 | 0.5 | 0.3
FullServiceRestaurant_Dining_LIGHT_2007_SPEED | Lighting |  | Sat | 2014-01-01 | 2014-12-31 | Hourly | 0.2 | 0.15 | 0.15 | 0.15 | 0.15 | 0.15 | 0.3 | 0.3 | 0.6 | 0.6 | 0.8 | 0.8 | 0.8 | 0.8 | 0.8 | 0.8 | 0.8 | 0.9 | 0.9 | 0.9 | 0.9 | 0.9 | 0.5 | 0.3
FullServiceRestaurant_Dining_LIGHT_2007_SPEED | Lighting |  | Wkdy ¦ Default | 2014-01-01 | 2014-12-31 | Hourly | 0.15 | 0.15 | 0.15 | 0.15 | 0.15 | 0.2 | 0.4 | 0.4 | 0.6 | 0.6 | 0.9 | 0.9 | 0.9 | 0.9 | 0.9 | 0.9 | 0.9 | 0.9 | 0.9 | 0.9 | 0.9 | 0.9 | 0.5 | 0.3
FullServiceRestaurant_Dining_EQUIP_2007_SPEED | Equipment |  | WntrDsn | 2014-01-01 | 2014-12-31 | Constant | Hr 1: 0
FullServiceRestaurant_Dining_EQUIP_2007_SPEED | Equipment |  | SmrDsn | 2014-01-01 | 2014-12-31 | Constant | bar: Hr 1
FullServiceRestaurant_Dining_EQUIP_2007_SPEED | Equipment |  | Sun | 2014-01-01 | 2014-12-31 | Hourly | 0.03 | 0.02 | 0.03 | 0.02 | 0.05 | 0.12 | 0.13 | 0.15 | 0.18 | 0.21 | 0.26 | 0.29 | 0.27 | 0.25 | 0.23 | 0.23 | 0.26 | 0.26 | 0.24 | 0.22 | 0.2 | 0.18 | 0.09 | 0.03
FullServiceRestaurant_Dining_EQUIP_2007_SPEED | Equipment |  | Sat | 2014-01-01 | 2014-12-31 | Hourly | 0.03 | 0.02 | 0.03 | 0.02 | 0.05 | 0.12 | 0.13 | 0.15 | 0.18 | 0.21 | 0.26 | 0.29 | 0.27 | 0.25 | 0.23 | 0.23 | 0.26 | 0.26 | 0.24 | 0.22 | 0.2 | 0.18 | 0.09 | 0.03
FullServiceRestaurant_Dining_EQUIP_2007_SPEED | Equipment |  | Wkdy ¦ Default | 2014-01-01 | 2014-12-31 | Hourly | 0.03 | 0.02 | 0.03 | 0.02 | 0.05 | 0.12 | 0.13 | 0.15 | 0.18 | 0.21 | 0.26 | 0.29 | 0.27 | 0.25 | 0.23 | 0.23 | 0.26 | 0.26 | 0.24 | 0.22 | 0.2 | 0.18 | 0.09 | 0.03
FullServiceRestaurant_Dining_LIGHT_2010_SPEED | Lighting |  | WntrDsn | 2014-01-01 | 2014-12-31 | Constant | Hr 1: 0
FullServiceRestaurant_Dining_LIGHT_2010_SPEED | Lighting |  | SmrDsn | 2014-01-01 | 2014-12-31 | Constant | bar: Hr 1
FullServiceRestaurant_Dining_LIGHT_2010_SPEED | Lighting |  | Sun | 2014-01-01 | 2014-12-31 | Hourly | 0.1944 | 0.15 | 0.15 | 0.15 | 0.15 | 0.15 | 0.2916 | 0.2916 | 0.4861 | 0.4861 | 0.6805 | 0.6805 | 0.6805 | 0.6805 | 0.6805 | 0.6805 | 0.5833 | 0.5833 | 0.5833 | 0.5833 | 0.5833 | 0.5833 | 0.4861 | 0.2916
FullServiceRestaurant_Dining_LIGHT_2010_SPEED | Lighting |  | Sat | 2014-01-01 | 2014-12-31 | Hourly | 0.1944 | 0.15 | 0.15 | 0.15 | 0.15 | 0.15 | 0.2916 | 0.2916 | 0.5833 | 0.5833 | 0.7777 | 0.7777 | 0.7777 | 0.7777 | 0.7777 | 0.7777 | 0.7777 | 0.8749 | 0.8749 | 0.8749 | 0.8749 | 0.8749 | 0.4861 | 0.2916
FullServiceRestaurant_Dining_LIGHT_2010_SPEED | Lighting |  | Wkdy ¦ Default | 2014-01-01 | 2014-12-31 | Hourly | 0.1458 | 0.15 | 0.15 | 0.15 | 0.15 | 0.1944 | 0.3888 | 0.3888 | 0.5833 | 0.5833 | 0.8749 | 0.8749 | 0.8749 | 0.8749 | 0.8749 | 0.8749 | 0.8749 | 0.8749 | 0.8749 | 0.8749 | 0.8749 | 0.8749 | 0.4861 | 0.2916
FullServiceRestaurant_Dining_EQUIP_2010_SPEED | Equipment |  | WntrDsn | 2014-01-01 | 2014-12-31 | Constant | Hr 1: 0
FullServiceRestaurant_Dining_EQUIP_2010_SPEED | Equipment |  | SmrDsn | 2014-01-01 | 2014-12-31 | Constant | bar: Hr 1
FullServiceRestaurant_Dining_EQUIP_2010_SPEED | Equipment |  | Sun | 2014-01-01 | 2014-12-31 | Hourly | 0.03 | 0.02 | 0.03 | 0.02 | 0.05 | 0.12 | 0.13 | 0.15 | 0.18 | 0.21 | 0.26 | 0.29 | 0.27 | 0.25 | 0.23 | 0.23 | 0.26 | 0.26 | 0.24 | 0.22 | 0.2 | 0.18 | 0.09 | 0.03
FullServiceRestaurant_Dining_EQUIP_2010_SPEED | Equipment |  | Sat | 2014-01-01 | 2014-12-31 | Hourly | 0.03 | 0.02 | 0.03 | 0.02 | 0.05 | 0.12 | 0.13 | 0.15 | 0.18 | 0.21 | 0.26 | 0.29 | 0.27 | 0.25 | 0.23 | 0.23 | 0.26 | 0.26 | 0.24 | 0.22 | 0.2 | 0.18 | 0.09 | 0.03
FullServiceRestaurant_Dining_EQUIP_2010_SPEED | Equipment |  | Wkdy ¦ Default | 2014-01-01 | 2014-12-31 | Hourly | 0.03 | 0.02 | 0.03 | 0.02 | 0.05 | 0.12 | 0.13 | 0.15 | 0.18 | 0.21 | 0.26 | 0.29 | 0.27 | 0.25 | 0.23 | 0.23 | 0.26 | 0.26 | 0.24 | 0.22 | 0.2 | 0.18 | 0.09 | 0.03
FullServiceRestaurant_Dining_LIGHT_2013_SPEED | Lighting |  | WntrDsn | 2014-01-01 | 2014-12-31 | Constant | Hr 1: 0
FullServiceRestaurant_Dining_LIGHT_2013_SPEED | Lighting |  | SmrDsn | 2014-01-01 | 2014-12-31 | Constant | bar: Hr 1
FullServiceRestaurant_Dining_LIGHT_2013_SPEED | Lighting |  | Sun | 2014-01-01 | 2014-12-31 | Hourly | 0.1877 | 0.15 | 0.15 | 0.15 | 0.15 | 0.15 | 0.2816 | 0.2816 | 0.4693 | 0.4693 | 0.657 | 0.657 | 0.657 | 0.657 | 0.657 | 0.657 | 0.5631 | 0.5631 | 0.5631 | 0.5631 | 0.5631 | 0.5631 | 0.4693 | 0.2816
FullServiceRestaurant_Dining_LIGHT_2013_SPEED | Lighting |  | Sat | 2014-01-01 | 2014-12-31 | Hourly | 0.1877 | 0.15 | 0.15 | 0.15 | 0.15 | 0.15 | 0.2816 | 0.2816 | 0.5631 | 0.5631 | 0.7509 | 0.7509 | 0.7509 | 0.7509 | 0.7509 | 0.7509 | 0.7509 | 0.8447 | 0.8447 | 0.8447 | 0.8447 | 0.8447 | 0.4693 | 0.2816
FullServiceRestaurant_Dining_LIGHT_2013_SPEED | Lighting |  | Wkdy ¦ Default | 2014-01-01 | 2014-12-31 | Hourly | 0.1408 | 0.15 | 0.15 | 0.15 | 0.15 | 0.1877 | 0.3754 | 0.3754 | 0.5631 | 0.5631 | 0.8447 | 0.8447 | 0.8447 | 0.8447 | 0.8447 | 0.8447 | 0.8447 | 0.8447 | 0.8447 | 0.8447 | 0.8447 | 0.8447 | 0.4693 | 0.2816
FullServiceRestaurant_Dining_EQUIP_2013_SPEED | Equipment |  | WntrDsn | 2014-01-01 | 2014-12-31 | Constant | Hr 1: 0
FullServiceRestaurant_Dining_EQUIP_2013_SPEED | Equipment |  | SmrDsn | 2014-01-01 | 2014-12-31 | Constant | bar: Hr 1
FullServiceRestaurant_Dining_EQUIP_2013_SPEED | Equipment |  | Sun | 2014-01-01 | 2014-12-31 | Hourly | 0.03 | 0.02 | 0.03 | 0.02 | 0.05 | 0.12 | 0.13 | 0.15 | 0.18 | 0.21 | 0.26 | 0.29 | 0.27 | 0.25 | 0.23 | 0.23 | 0.26 | 0.26 | 0.24 | 0.22 | 0.2 | 0.18 | 0.09 | 0.03
FullServiceRestaurant_Dining_EQUIP_2013_SPEED | Equipment |  | Sat | 2014-01-01 | 2014-12-31 | Hourly | 0.03 | 0.02 | 0.03 | 0.02 | 0.05 | 0.12 | 0.13 | 0.15 | 0.18 | 0.21 | 0.26 | 0.29 | 0.27 | 0.25 | 0.23 | 0.23 | 0.26 | 0.26 | 0.24 | 0.22 | 0.2 | 0.18 | 0.09 | 0.03
FullServiceRestaurant_Dining_EQUIP_2013_SPEED | Equipment |  | Wkdy ¦ Default | 2014-01-01 | 2014-12-31 | Hourly | 0.03 | 0.02 | 0.03 | 0.02 | 0.05 | 0.12 | 0.13 | 0.15 | 0.18 | 0.21 | 0.26 | 0.29 | 0.27 | 0.25 | 0.23 | 0.23 | 0.26 | 0.26 | 0.24 | 0.22 | 0.2 | 0.18 | 0.09 | 0.03
FullServiceRestaurant_Dining_INFIL_SPEED | Infiltration |  | WntrDsn | 2014-01-01 | 2014-12-31 | Constant | bar: Hr 1
FullServiceRestaurant_Dining_INFIL_SPEED | Infiltration |  | SmrDsn | 2014-01-01 | 2014-12-31 | Constant | bar: Hr 1
FullServiceRestaurant_Dining_INFIL_SPEED | Infiltration |  | Sun | 2014-01-01 | 2014-12-31 | Hourly | 1 | 1 | 1 | 1 | 1 | 0.5 | 0.5 | 0.5 | 0.5 | 0.5 | 0.5 | 0.5 | 0.5 | 0.5 | 0.5 | 0.5 | 0.5 | 0.5 | 0.5 | 0.5 | 0.5 | 0.5 | 0.5 | 0.5
FullServiceRestaurant_Dining_INFIL_SPEED | Infiltration |  | Sat | 2014-01-01 | 2014-12-31 | Hourly | 1 | 1 | 1 | 1 | 1 | 0.5 | 0.5 | 0.5 | 0.5 | 0.5 | 0.5 | 0.5 | 0.5 | 0.5 | 0.5 | 0.5 | 0.5 | 0.5 | 0.5 | 0.5 | 0.5 | 0.5 | 0.5 | 0.5
FullServiceRestaurant_Dining_INFIL_SPEED | Infiltration |  | Wkdy ¦ Default | 2014-01-01 | 2014-12-31 | Hourly | 1 | 1 | 1 | 1 | 1 | 0.5 | 0.5 | 0.5 | 0.5 | 0.5 | 0.5 | 0.5 | 0.5 | 0.5 | 0.5 | 0.5 | 0.5 | 0.5 | 0.5 | 0.5 | 0.5 | 0.5 | 0.5 | 0.5
FullServiceRestaurant_Dining_ACTIVITY_SPEED | Activity | W | WntrDsn | 2014-01-01 | 2014-12-31 | Constant | Hr 1: 120
FullServiceRestaurant_Dining_ACTIVITY_SPEED | Activity | W | SmrDsn | 2014-01-01 | 2014-12-31 | Constant | Hr 1: 120
FullServiceRestaurant_Dining_ACTIVITY_SPEED | Activity | W | Sun | 2014-01-01 | 2014-12-31 | Constant | Hr 1: 120
FullServiceRestaurant_Dining_ACTIVITY_SPEED | Activity | W | Sat | 2014-01-01 | 2014-12-31 | Constant | Hr 1: 120
FullServiceRestaurant_Dining_ACTIVITY_SPEED | Activity | W | Wkdy ¦ Default | 2014-01-01 | 2014-12-31 | Constant | Hr 1: 120
FullServiceRestaurant_Dining_OA_SPEED | OA Air |  | WntrDsn | 2014-01-01 | 2014-12-31 | Constant | bar: Hr 1
FullServiceRestaurant_Dining_OA_SPEED | OA Air |  | SmrDsn | 2014-01-01 | 2014-12-31 | Constant | bar: Hr 1
FullServiceRestaurant_Dining_OA_SPEED | OA Air |  | Sun | 2014-01-01 | 2014-12-31 | Hourly | 0 | 0 | 0 | 0 | 0 | 0 | 0 | 1 | 1 | 1 | 1 | 1 | 1 | 1 | 1 | 1 | 1 | 1 | 1 | 1 | 1 | 1 | 1 | 1
FullServiceRestaurant_Dining_OA_SPEED | OA Air |  | Sat | 2014-01-01 | 2014-12-31 | Hourly | 0 | 0 | 0 | 0 | 0 | 0 | 0 | 1 | 1 | 1 | 1 | 1 | 1 | 1 | 1 | 1 | 1 | 1 | 1 | 1 | 1 | 1 | 1 | 1
FullServiceRestaurant_Dining_OA_SPEED | OA Air |  | Wkdy ¦ Default | 2014-01-01 | 2014-12-31 | Hourly | 0 | 0 | 0 | 0 | 0 | 0 | 1 | 1 | 1 | 1 | 1 | 1 | 1 | 1 | 1 | 1 | 1 | 1 | 1 | 1 | 1 | 1 | 1 | 1
FullServiceRestaurant_Kitchen_CLGSETP_SPEED | Thermostat Setpoint | C | WntrDsn | 2014-01-01 | 2014-12-31 | Constant | Hr 1: 23.9
FullServiceRestaurant_Kitchen_CLGSETP_SPEED | Thermostat Setpoint | C | SmrDsn | 2014-01-01 | 2014-12-31 | Constant | Hr 1: 23.9
FullServiceRestaurant_Kitchen_CLGSETP_SPEED | Thermostat Setpoint | C | Sun | 2014-01-01 | 2014-12-31 | Hourly | 25.6 | 25.6 | 25.6 | 25.6 | 25.6 | 25.6 | 25.6 | 23.9 | 23.9 | 23.9 | 23.9 | 23.9 | 23.9 | 23.9 | 23.9 | 23.9 | 23.9 | 23.9 | 23.9 | 23.9 | 23.9 | 23.9 | 23.9 | 23.9
FullServiceRestaurant_Kitchen_CLGSETP_SPEED | Thermostat Setpoint | C | Sat | 2014-01-01 | 2014-12-31 | Hourly | 25.6 | 25.6 | 25.6 | 25.6 | 25.6 | 25.6 | 25.6 | 23.9 | 23.9 | 23.9 | 23.9 | 23.9 | 23.9 | 23.9 | 23.9 | 23.9 | 23.9 | 23.9 | 23.9 | 23.9 | 23.9 | 23.9 | 23.9 | 23.9
FullServiceRestaurant_Kitchen_CLGSETP_SPEED | Thermostat Setpoint | C | Wkdy ¦ Default | 2014-01-01 | 2014-12-31 | Hourly | 25.6 | 25.6 | 25.6 | 25.6 | 25.6 | 25.6 | 23.9 | 23.9 | 23.9 | 23.9 | 23.9 | 23.9 | 23.9 | 23.9 | 23.9 | 23.9 | 23.9 | 23.9 | 23.9 | 23.9 | 23.9 | 23.9 | 23.9 | 23.9
FullServiceRestaurant_Kitchen_HTGSETP_SPEED | Thermostat Setpoint | C | WntrDsn | 2014-01-01 | 2014-12-31 | Constant | Hr 1: 21.1
FullServiceRestaurant_Kitchen_HTGSETP_SPEED | Thermostat Setpoint | C | SmrDsn | 2014-01-01 | 2014-12-31 | Constant | Hr 1: 21.1
FullServiceRestaurant_Kitchen_HTGSETP_SPEED | Thermostat Setpoint | C | Sun | 2014-01-01 | 2014-12-31 | Hourly | 19.4 | 19.4 | 19.4 | 19.4 | 19.4 | 19.4 | 19.4 | 21.1 | 21.1 | 21.1 | 21.1 | 21.1 | 21.1 | 21.1 | 21.1 | 21.1 | 21.1 | 21.1 | 21.1 | 21.1 | 21.1 | 21.1 | 21.1 | 21.1
FullServiceRestaurant_Kitchen_HTGSETP_SPEED | Thermostat Setpoint | C | Sat | 2014-01-01 | 2014-12-31 | Hourly | 19.4 | 19.4 | 19.4 | 19.4 | 19.4 | 19.4 | 19.4 | 21.1 | 21.1 | 21.1 | 21.1 | 21.1 | 21.1 | 21.1 | 21.1 | 21.1 | 21.1 | 21.1 | 21.1 | 21.1 | 21.1 | 21.1 | 21.1 | 21.1
FullServiceRestaurant_Kitchen_HTGSETP_SPEED | Thermostat Setpoint | C | Wkdy ¦ Default | 2014-01-01 | 2014-12-31 | Hourly | 19.4 | 19.4 | 19.4 | 19.4 | 19.4 | 19.4 | 21.1 | 21.1 | 21.1 | 21.1 | 21.1 | 21.1 | 21.1 | 21.1 | 21.1 | 21.1 | 21.1 | 21.1 | 21.1 | 21.1 | 21.1 | 21.1 | 21.1 | 21.1
FullServiceRestaurant_Kitchen_OCC_SPEED | Occupancy |  | WntrDsn | 2014-01-01 | 2014-12-31 | Constant | Hr 1: 0
FullServiceRestaurant_Kitchen_OCC_SPEED | Occupancy |  | SmrDsn | 2014-01-01 | 2014-12-31 | Constant | bar: Hr 1
FullServiceRestaurant_Kitchen_OCC_SPEED | Occupancy |  | Sun | 2014-01-01 | 2014-12-31 | Hourly | 0.05 | 0 | 0 | 0 | 0 | 0 | 0.05 | 0.5 | 0.5 | 0.2 | 0.2 | 0.3 | 0.5 | 0.5 | 0.3 | 0.2 | 0.25 | 0.35 | 0.55 | 0.65 | 0.7 | 0.35 | 0.2 | 0.2
FullServiceRestaurant_Kitchen_OCC_SPEED | Occupancy |  | Sat | 2014-01-01 | 2014-12-31 | Hourly | 0.05 | 0 | 0 | 0 | 0 | 0 | 0.05 | 0.5 | 0.5 | 0.4 | 0.2 | 0.45 | 0.5 | 0.5 | 0.35 | 0.3 | 0.3 | 0.3 | 0.7 | 0.9 | 0.7 | 0.65 | 0.55 | 0.35
FullServiceRestaurant_Kitchen_OCC_SPEED | Occupancy |  | Wkdy ¦ Default | 2014-01-01 | 2014-12-31 | Hourly | 0.05 | 0 | 0 | 0 | 0 | 0.05 | 0.1 | 0.4 | 0.4 | 0.4 | 0.2 | 0.5 | 0.8 | 0.7 | 0.4 | 0.2 | 0.25 | 0.5 | 0.8 | 0.8 | 0.8 | 0.5 | 0.35 | 0.2
FullServiceRestaurant_Kitchen_LIGHT_2007_SPEED | Lighting |  | WntrDsn | 2014-01-01 | 2014-12-31 | Constant | Hr 1: 0
FullServiceRestaurant_Kitchen_LIGHT_2007_SPEED | Lighting |  | SmrDsn | 2014-01-01 | 2014-12-31 | Constant | bar: Hr 1
FullServiceRestaurant_Kitchen_LIGHT_2007_SPEED | Lighting |  | Sun | 2014-01-01 | 2014-12-31 | Hourly | 0.2 | 0.15 | 0.15 | 0.15 | 0.15 | 0.15 | 0.3 | 0.3 | 0.5 | 0.5 | 0.7 | 0.7 | 0.7 | 0.7 | 0.7 | 0.7 | 0.6 | 0.6 | 0.6 | 0.6 | 0.6 | 0.6 | 0.5 | 0.3
FullServiceRestaurant_Kitchen_LIGHT_2007_SPEED | Lighting |  | Sat | 2014-01-01 | 2014-12-31 | Hourly | 0.2 | 0.15 | 0.15 | 0.15 | 0.15 | 0.15 | 0.3 | 0.3 | 0.6 | 0.6 | 0.8 | 0.8 | 0.8 | 0.8 | 0.8 | 0.8 | 0.8 | 0.9 | 0.9 | 0.9 | 0.9 | 0.9 | 0.5 | 0.3
FullServiceRestaurant_Kitchen_LIGHT_2007_SPEED | Lighting |  | Wkdy ¦ Default | 2014-01-01 | 2014-12-31 | Hourly | 0.15 | 0.15 | 0.15 | 0.15 | 0.15 | 0.2 | 0.4 | 0.4 | 0.6 | 0.6 | 0.9 | 0.9 | 0.9 | 0.9 | 0.9 | 0.9 | 0.9 | 0.9 | 0.9 | 0.9 | 0.9 | 0.9 | 0.5 | 0.3
FullServiceRestaurant_Kitchen_EQUIP_2007_SPEED | Equipment |  | WntrDsn | 2014-01-01 | 2014-12-31 | Constant | Hr 1: 0
FullServiceRestaurant_Kitchen_EQUIP_2007_SPEED | Equipment |  | SmrDsn | 2014-01-01 | 2014-12-31 | Constant | bar: Hr 1
FullServiceRestaurant_Kitchen_EQUIP_2007_SPEED | Equipment |  | Sun | 2014-01-01 | 2014-12-31 | Hourly | 0.03 | 0.02 | 0.03 | 0.02 | 0.05 | 0.12 | 0.13 | 0.15 | 0.18 | 0.21 | 0.26 | 0.29 | 0.27 | 0.25 | 0.23 | 0.23 | 0.26 | 0.26 | 0.24 | 0.22 | 0.2 | 0.18 | 0.09 | 0.03
FullServiceRestaurant_Kitchen_EQUIP_2007_SPEED | Equipment |  | Sat | 2014-01-01 | 2014-12-31 | Hourly | 0.03 | 0.02 | 0.03 | 0.02 | 0.05 | 0.12 | 0.13 | 0.15 | 0.18 | 0.21 | 0.26 | 0.29 | 0.27 | 0.25 | 0.23 | 0.23 | 0.26 | 0.26 | 0.24 | 0.22 | 0.2 | 0.18 | 0.09 | 0.03
FullServiceRestaurant_Kitchen_EQUIP_2007_SPEED | Equipment |  | Wkdy ¦ Default | 2014-01-01 | 2014-12-31 | Hourly | 0.03 | 0.02 | 0.03 | 0.02 | 0.05 | 0.12 | 0.13 | 0.15 | 0.18 | 0.21 | 0.26 | 0.29 | 0.27 | 0.25 | 0.23 | 0.23 | 0.26 | 0.26 | 0.24 | 0.22 | 0.2 | 0.18 | 0.09 | 0.03
FullServiceRestaurant_Kitchen_LIGHT_2010_SPEED | Lighting |  | WntrDsn | 2014-01-01 | 2014-12-31 | Constant | Hr 1: 0
FullServiceRestaurant_Kitchen_LIGHT_2010_SPEED | Lighting |  | SmrDsn | 2014-01-01 | 2014-12-31 | Constant | bar: Hr 1
FullServiceRestaurant_Kitchen_LIGHT_2010_SPEED | Lighting |  | Sun | 2014-01-01 | 2014-12-31 | Hourly | 0.16446 | 0.15 | 0.15 | 0.15 | 0.15 | 0.15 | 0.24669 | 0.24669 | 0.41115 | 0.41115 | 0.57561 | 0.57561 | 0.57561 | 0.57561 | 0.57561 | 0.57561 | 0.49338 | 0.49338 | 0.49338 | 0.49338 | 0.49338 | 0.49338 | 0.41115 | 0.24669
FullServiceRestaurant_Kitchen_LIGHT_2010_SPEED | Lighting |  | Sat | 2014-01-01 | 2014-12-31 | Hourly | 0.16446 | 0.15 | 0.15 | 0.15 | 0.15 | 0.15 | 0.24669 | 0.24669 | 0.49338 | 0.49338 | 0.65784 | 0.65784 | 0.65784 | 0.65784 | 0.65784 | 0.65784 | 0.65784 | 0.74007 | 0.74007 | 0.74007 | 0.74007 | 0.74007 | 0.41115 | 0.24669
FullServiceRestaurant_Kitchen_LIGHT_2010_SPEED | Lighting |  | Wkdy ¦ Default | 2014-01-01 | 2014-12-31 | Hourly | 0.12334 | 0.15 | 0.15 | 0.15 | 0.15 | 0.16446 | 0.32892 | 0.32892 | 0.49338 | 0.49338 | 0.74007 | 0.74007 | 0.74007 | 0.74007 | 0.74007 | 0.74007 | 0.74007 | 0.74007 | 0.74007 | 0.74007 | 0.74007 | 0.74007 | 0.41115 | 0.24669
FullServiceRestaurant_Kitchen_EQUIP_2010_SPEED | Equipment |  | WntrDsn | 2014-01-01 | 2014-12-31 | Constant | Hr 1: 0
FullServiceRestaurant_Kitchen_EQUIP_2010_SPEED | Equipment |  | SmrDsn | 2014-01-01 | 2014-12-31 | Constant | bar: Hr 1
FullServiceRestaurant_Kitchen_EQUIP_2010_SPEED | Equipment |  | Sun | 2014-01-01 | 2014-12-31 | Hourly | 0.03 | 0.02 | 0.03 | 0.02 | 0.05 | 0.12 | 0.13 | 0.15 | 0.18 | 0.21 | 0.26 | 0.29 | 0.27 | 0.25 | 0.23 | 0.23 | 0.26 | 0.26 | 0.24 | 0.22 | 0.2 | 0.18 | 0.09 | 0.03
FullServiceRestaurant_Kitchen_EQUIP_2010_SPEED | Equipment |  | Sat | 2014-01-01 | 2014-12-31 | Hourly | 0.03 | 0.02 | 0.03 | 0.02 | 0.05 | 0.12 | 0.13 | 0.15 | 0.18 | 0.21 | 0.26 | 0.29 | 0.27 | 0.25 | 0.23 | 0.23 | 0.26 | 0.26 | 0.24 | 0.22 | 0.2 | 0.18 | 0.09 | 0.03
FullServiceRestaurant_Kitchen_EQUIP_2010_SPEED | Equipment |  | Wkdy ¦ Default | 2014-01-01 | 2014-12-31 | Hourly | 0.03 | 0.02 | 0.03 | 0.02 | 0.05 | 0.12 | 0.13 | 0.15 | 0.18 | 0.21 | 0.26 | 0.29 | 0.27 | 0.25 | 0.23 | 0.23 | 0.26 | 0.26 | 0.24 | 0.22 | 0.2 | 0.18 | 0.09 | 0.03
FullServiceRestaurant_Kitchen_LIGHT_2013_SPEED | Lighting |  | WntrDsn | 2014-01-01 | 2014-12-31 | Constant | Hr 1: 0
FullServiceRestaurant_Kitchen_LIGHT_2013_SPEED | Lighting |  | SmrDsn | 2014-01-01 | 2014-12-31 | Constant | bar: Hr 1
FullServiceRestaurant_Kitchen_LIGHT_2013_SPEED | Lighting |  | Sun | 2014-01-01 | 2014-12-31 | Hourly | 0.16446 | 0.15 | 0.15 | 0.15 | 0.15 | 0.15 | 0.24669 | 0.24669 | 0.41115 | 0.41115 | 0.57561 | 0.57561 | 0.57561 | 0.57561 | 0.57561 | 0.57561 | 0.49338 | 0.49338 | 0.49338 | 0.49338 | 0.49338 | 0.49338 | 0.41115 | 0.24669
FullServiceRestaurant_Kitchen_LIGHT_2013_SPEED | Lighting |  | Sat | 2014-01-01 | 2014-12-31 | Hourly | 0.16446 | 0.15 | 0.15 | 0.15 | 0.15 | 0.15 | 0.24669 | 0.24669 | 0.49338 | 0.49338 | 0.65784 | 0.65784 | 0.65784 | 0.65784 | 0.65784 | 0.65784 | 0.65784 | 0.74007 | 0.74007 | 0.74007 | 0.74007 | 0.74007 | 0.41115 | 0.24669
FullServiceRestaurant_Kitchen_LIGHT_2013_SPEED | Lighting |  | Wkdy ¦ Default | 2014-01-01 | 2014-12-31 | Hourly | 0.12334 | 0.15 | 0.15 | 0.15 | 0.15 | 0.16446 | 0.32892 | 0.32892 | 0.49338 | 0.49338 | 0.74007 | 0.74007 | 0.74007 | 0.74007 | 0.74007 | 0.74007 | 0.74007 | 0.74007 | 0.74007 | 0.74007 | 0.74007 | 0.74007 | 0.41115 | 0.24669
FullServiceRestaurant_Kitchen_EQUIP_2013_SPEED | Equipment |  | WntrDsn | 2014-01-01 | 2014-12-31 | Constant | Hr 1: 0
FullServiceRestaurant_Kitchen_EQUIP_2013_SPEED | Equipment |  | SmrDsn | 2014-01-01 | 2014-12-31 | Constant | bar: Hr 1
FullServiceRestaurant_Kitchen_EQUIP_2013_SPEED | Equipment |  | Sun | 2014-01-01 | 2014-12-31 | Hourly | 0.03 | 0.02 | 0.03 | 0.02 | 0.05 | 0.12 | 0.13 | 0.15 | 0.18 | 0.21 | 0.26 | 0.29 | 0.27 | 0.25 | 0.23 | 0.23 | 0.26 | 0.26 | 0.24 | 0.22 | 0.2 | 0.18 | 0.09 | 0.03
FullServiceRestaurant_Kitchen_EQUIP_2013_SPEED | Equipment |  | Sat | 2014-01-01 | 2014-12-31 | Hourly | 0.03 | 0.02 | 0.03 | 0.02 | 0.05 | 0.12 | 0.13 | 0.15 | 0.18 | 0.21 | 0.26 | 0.29 | 0.27 | 0.25 | 0.23 | 0.23 | 0.26 | 0.26 | 0.24 | 0.22 | 0.2 | 0.18 | 0.09 | 0.03
FullServiceRestaurant_Kitchen_EQUIP_2013_SPEED | Equipment |  | Wkdy ¦ Default | 2014-01-01 | 2014-12-31 | Hourly | 0.03 | 0.02 | 0.03 | 0.02 | 0.05 | 0.12 | 0.13 | 0.15 | 0.18 | 0.21 | 0.26 | 0.29 | 0.27 | 0.25 | 0.23 | 0.23 | 0.26 | 0.26 | 0.24 | 0.22 | 0.2 | 0.18 | 0.09 | 0.03
FullServiceRestaurant_Kitchen_INFIL_SPEED | Infiltration |  | WntrDsn | 2014-01-01 | 2014-12-31 | Constant | bar: Hr 1
FullServiceRestaurant_Kitchen_INFIL_SPEED | Infiltration |  | SmrDsn | 2014-01-01 | 2014-12-31 | Constant | bar: Hr 1
FullServiceRestaurant_Kitchen_INFIL_SPEED | Infiltration |  | Sun | 2014-01-01 | 2014-12-31 | Hourly | 1 | 1 | 1 | 1 | 1 | 0.5 | 0.5 | 0.5 | 0.5 | 0.5 | 0.5 | 0.5 | 0.5 | 0.5 | 0.5 | 0.5 | 0.5 | 0.5 | 0.5 | 0.5 | 0.5 | 0.5 | 0.5 | 0.5
FullServiceRestaurant_Kitchen_INFIL_SPEED | Infiltration |  | Sat | 2014-01-01 | 2014-12-31 | Hourly | 1 | 1 | 1 | 1 | 1 | 0.5 | 0.5 | 0.5 | 0.5 | 0.5 | 0.5 | 0.5 | 0.5 | 0.5 | 0.5 | 0.5 | 0.5 | 0.5 | 0.5 | 0.5 | 0.5 | 0.5 | 0.5 | 0.5
FullServiceRestaurant_Kitchen_INFIL_SPEED | Infiltration |  | Wkdy ¦ Default | 2014-01-01 | 2014-12-31 | Hourly | 1 | 1 | 1 | 1 | 1 | 0.5 | 0.5 | 0.5 | 0.5 | 0.5 | 0.5 | 0.5 | 0.5 | 0.5 | 0.5 | 0.5 | 0.5 | 0.5 | 0.5 | 0.5 | 0.5 | 0.5 | 0.5 | 0.5
FullServiceRestaurant_Kitchen_ACTIVITY_SPEED | Activity | W | WntrDsn | 2014-01-01 | 2014-12-31 | Constant | Hr 1: 120
FullServiceRestaurant_Kitchen_ACTIVITY_SPEED | Activity | W | SmrDsn | 2014-01-01 | 2014-12-31 | Constant | Hr 1: 120
FullServiceRestaurant_Kitchen_ACTIVITY_SPEED | Activity | W | Sun | 2014-01-01 | 2014-12-31 | Constant | Hr 1: 120
FullServiceRestaurant_Kitchen_ACTIVITY_SPEED | Activity | W | Sat | 2014-01-01 | 2014-12-31 | Constant | Hr 1: 120
FullServiceRestaurant_Kitchen_ACTIVITY_SPEED | Activity | W | Wkdy ¦ Default | 2014-01-01 | 2014-12-31 | Constant | Hr 1: 120
FullServiceRestaurant_Kitchen_OA_SPEED | OA Air |  | WntrDsn | 2014-01-01 | 2014-12-31 | Constant | bar: Hr 1
FullServiceRestaurant_Kitchen_OA_SPEED | OA Air |  | SmrDsn | 2014-01-01 | 2014-12-31 | Constant | bar: Hr 1
FullServiceRestaurant_Kitchen_OA_SPEED | OA Air |  | Sun | 2014-01-01 | 2014-12-31 | Hourly | 0 | 0 | 0 | 0 | 0 | 0 | 0 | 1 | 1 | 1 | 1 | 1 | 1 | 1 | 1 | 1 | 1 | 1 | 1 | 1 | 1 | 1 | 1 | 1
FullServiceRestaurant_Kitchen_OA_SPEED | OA Air |  | Sat | 2014-01-01 | 2014-12-31 | Hourly | 0 | 0 | 0 | 0 | 0 | 0 | 0 | 1 | 1 | 1 | 1 | 1 | 1 | 1 | 1 | 1 | 1 | 1 | 1 | 1 | 1 | 1 | 1 | 1
FullServiceRestaurant_Kitchen_OA_SPEED | OA Air |  | Wkdy ¦ Default | 2014-01-01 | 2014-12-31 | Hourly | 0 | 0 | 0 | 0 | 0 | 0 | 1 | 1 | 1 | 1 | 1 | 1 | 1 | 1 | 1 | 1 | 1 | 1 | 1 | 1 | 1 | 1 | 1 | 1
QuickServiceRestaurant_Kitchen_CLGSETP_SPEED | Thermostat Setpoint | C | WntrDsn | 2014-01-01 | 2014-12-31 | Constant | Hr 1: 23.9
QuickServiceRestaurant_Kitchen_CLGSETP_SPEED | Thermostat Setpoint | C | SmrDsn | 2014-01-01 | 2014-12-31 | Constant | Hr 1: 23.9
QuickServiceRestaurant_Kitchen_CLGSETP_SPEED | Thermostat Setpoint | C | Sun | 2014-01-01 | 2014-12-31 | Hourly | 25.6 | 25.6 | 25.6 | 25.6 | 25.6 | 25.6 | 25.6 | 23.9 | 23.9 | 23.9 | 23.9 | 23.9 | 23.9 | 23.9 | 23.9 | 23.9 | 23.9 | 23.9 | 23.9 | 23.9 | 23.9 | 23.9 | 23.9 | 23.9
QuickServiceRestaurant_Kitchen_CLGSETP_SPEED | Thermostat Setpoint | C | Sat | 2014-01-01 | 2014-12-31 | Hourly | 25.6 | 25.6 | 25.6 | 25.6 | 25.6 | 25.6 | 25.6 | 23.9 | 23.9 | 23.9 | 23.9 | 23.9 | 23.9 | 23.9 | 23.9 | 23.9 | 23.9 | 23.9 | 23.9 | 23.9 | 23.9 | 23.9 | 23.9 | 23.9
QuickServiceRestaurant_Kitchen_CLGSETP_SPEED | Thermostat Setpoint | C | Wkdy ¦ Default | 2014-01-01 | 2014-12-31 | Hourly | 25.6 | 25.6 | 25.6 | 25.6 | 25.6 | 25.6 | 23.9 | 23.9 | 23.9 | 23.9 | 23.9 | 23.9 | 23.9 | 23.9 | 23.9 | 23.9 | 23.9 | 23.9 | 23.9 | 23.9 | 23.9 | 23.9 | 23.9 | 23.9
QuickServiceRestaurant_Kitchen_HTGSETP_SPEED | Thermostat Setpoint | C | WntrDsn | 2014-01-01 | 2014-12-31 | Constant | Hr 1: 21.1
QuickServiceRestaurant_Kitchen_HTGSETP_SPEED | Thermostat Setpoint | C | SmrDsn | 2014-01-01 | 2014-12-31 | Constant | Hr 1: 21.1
QuickServiceRestaurant_Kitchen_HTGSETP_SPEED | Thermostat Setpoint | C | Sun | 2014-01-01 | 2014-12-31 | Hourly | 19.4 | 19.4 | 19.4 | 19.4 | 19.4 | 19.4 | 19.4 | 21.1 | 21.1 | 21.1 | 21.1 | 21.1 | 21.1 | 21.1 | 21.1 | 21.1 | 21.1 | 21.1 | 21.1 | 21.1 | 21.1 | 21.1 | 21.1 | 21.1
QuickServiceRestaurant_Kitchen_HTGSETP_SPEED | Thermostat Setpoint | C | Sat | 2014-01-01 | 2014-12-31 | Hourly | 19.4 | 19.4 | 19.4 | 19.4 | 19.4 | 19.4 | 19.4 | 21.1 | 21.1 | 21.1 | 21.1 | 21.1 | 21.1 | 21.1 | 21.1 | 21.1 | 21.1 | 21.1 | 21.1 | 21.1 | 21.1 | 21.1 | 21.1 | 21.1
QuickServiceRestaurant_Kitchen_HTGSETP_SPEED | Thermostat Setpoint | C | Wkdy ¦ Default | 2014-01-01 | 2014-12-31 | Hourly | 19.4 | 19.4 | 19.4 | 19.4 | 19.4 | 19.4 | 21.1 | 21.1 | 21.1 | 21.1 | 21.1 | 21.1 | 21.1 | 21.1 | 21.1 | 21.1 | 21.1 | 21.1 | 21.1 | 21.1 | 21.1 | 21.1 | 21.1 | 21.1
QuickServiceRestaurant_Kitchen_OCC_SPEED | Occupancy |  | WntrDsn | 2014-01-01 | 2014-12-31 | Constant | Hr 1: 0
QuickServiceRestaurant_Kitchen_OCC_SPEED | Occupancy |  | SmrDsn | 2014-01-01 | 2014-12-31 | Constant | bar: Hr 1
QuickServiceRestaurant_Kitchen_OCC_SPEED | Occupancy |  | Sun | 2014-01-01 | 2014-12-31 | Hourly | 0.05 | 0 | 0 | 0 | 0 | 0 | 0.05 | 0.5 | 0.5 | 0.2 | 0.2 | 0.3 | 0.5 | 0.5 | 0.3 | 0.2 | 0.25 | 0.35 | 0.55 | 0.65 | 0.7 | 0.35 | 0.2 | 0.2
QuickServiceRestaurant_Kitchen_OCC_SPEED | Occupancy |  | Sat | 2014-01-01 | 2014-12-31 | Hourly | 0.05 | 0 | 0 | 0 | 0 | 0 | 0.05 | 0.5 | 0.5 | 0.4 | 0.2 | 0.45 | 0.5 | 0.5 | 0.35 | 0.3 | 0.3 | 0.3 | 0.7 | 0.9 | 0.7 | 0.65 | 0.55 | 0.35
QuickServiceRestaurant_Kitchen_OCC_SPEED | Occupancy |  | Wkdy ¦ Default | 2014-01-01 | 2014-12-31 | Hourly | 0.05 | 0 | 0 | 0 | 0 | 0.05 | 0.1 | 0.4 | 0.4 | 0.4 | 0.2 | 0.5 | 0.8 | 0.7 | 0.4 | 0.2 | 0.25 | 0.5 | 0.8 | 0.8 | 0.8 | 0.5 | 0.35 | 0.2
QuickServiceRestaurant_Kitchen_LIGHT_2007_SPEED | Lighting |  | WntrDsn | 2014-01-01 | 2014-12-31 | Constant | Hr 1: 0
QuickServiceRestaurant_Kitchen_LIGHT_2007_SPEED | Lighting |  | SmrDsn | 2014-01-01 | 2014-12-31 | Constant | bar: Hr 1
QuickServiceRestaurant_Kitchen_LIGHT_2007_SPEED | Lighting |  | Sun | 2014-01-01 | 2014-12-31 | Hourly | 0.2 | 0.15 | 0.15 | 0.15 | 0.15 | 0.15 | 0.3 | 0.3 | 0.5 | 0.5 | 0.7 | 0.7 | 0.7 | 0.7 | 0.7 | 0.7 | 0.6 | 0.6 | 0.6 | 0.6 | 0.6 | 0.6 | 0.5 | 0.3
QuickServiceRestaurant_Kitchen_LIGHT_2007_SPEED | Lighting |  | Sat | 2014-01-01 | 2014-12-31 | Hourly | 0.2 | 0.15 | 0.15 | 0.15 | 0.15 | 0.15 | 0.3 | 0.3 | 0.6 | 0.6 | 0.8 | 0.8 | 0.8 | 0.8 | 0.8 | 0.8 | 0.8 | 0.9 | 0.9 | 0.9 | 0.9 | 0.9 | 0.5 | 0.3
QuickServiceRestaurant_Kitchen_LIGHT_2007_SPEED | Lighting |  | Wkdy ¦ Default | 2014-01-01 | 2014-12-31 | Hourly | 0.15 | 0.15 | 0.15 | 0.15 | 0.15 | 0.2 | 0.4 | 0.4 | 0.6 | 0.6 | 0.9 | 0.9 | 0.9 | 0.9 | 0.9 | 0.9 | 0.9 | 0.9 | 0.9 | 0.9 | 0.9 | 0.9 | 0.5 | 0.3
QuickServiceRestaurant_Kitchen_EQUIP_2007_SPEED | Equipment |  | WntrDsn | 2014-01-01 | 2014-12-31 | Constant | Hr 1: 0
QuickServiceRestaurant_Kitchen_EQUIP_2007_SPEED | Equipment |  | SmrDsn | 2014-01-01 | 2014-12-31 | Constant | bar: Hr 1
QuickServiceRestaurant_Kitchen_EQUIP_2007_SPEED | Equipment |  | Sun | 2014-01-01 | 2014-12-31 | Hourly | 0.03 | 0.02 | 0.03 | 0.02 | 0.05 | 0.12 | 0.13 | 0.15 | 0.18 | 0.21 | 0.26 | 0.29 | 0.27 | 0.25 | 0.23 | 0.23 | 0.26 | 0.26 | 0.24 | 0.22 | 0.2 | 0.18 | 0.09 | 0.03
QuickServiceRestaurant_Kitchen_EQUIP_2007_SPEED | Equipment |  | Sat | 2014-01-01 | 2014-12-31 | Hourly | 0.03 | 0.02 | 0.03 | 0.02 | 0.05 | 0.12 | 0.13 | 0.15 | 0.18 | 0.21 | 0.26 | 0.29 | 0.27 | 0.25 | 0.23 | 0.23 | 0.26 | 0.26 | 0.24 | 0.22 | 0.2 | 0.18 | 0.09 | 0.03
QuickServiceRestaurant_Kitchen_EQUIP_2007_SPEED | Equipment |  | Wkdy ¦ Default | 2014-01-01 | 2014-12-31 | Hourly | 0.03 | 0.02 | 0.03 | 0.02 | 0.05 | 0.12 | 0.13 | 0.15 | 0.18 | 0.21 | 0.26 | 0.29 | 0.27 | 0.25 | 0.23 | 0.23 | 0.26 | 0.26 | 0.24 | 0.22 | 0.2 | 0.18 | 0.09 | 0.03
QuickServiceRestaurant_Kitchen_LIGHT_2010_SPEED | Lighting |  | WntrDsn | 2014-01-01 | 2014-12-31 | Constant | Hr 1: 0
QuickServiceRestaurant_Kitchen_LIGHT_2010_SPEED | Lighting |  | SmrDsn | 2014-01-01 | 2014-12-31 | Constant | bar: Hr 1
QuickServiceRestaurant_Kitchen_LIGHT_2010_SPEED | Lighting |  | Sun | 2014-01-01 | 2014-12-31 | Hourly | 0.17776 | 0.15 | 0.15 | 0.15 | 0.15 | 0.15 | 0.26664 | 0.26664 | 0.4444 | 0.4444 | 0.62216 | 0.62216 | 0.62216 | 0.62216 | 0.62216 | 0.62216 | 0.53328 | 0.53328 | 0.53328 | 0.53328 | 0.53328 | 0.53328 | 0.4444 | 0.26664
QuickServiceRestaurant_Kitchen_LIGHT_2010_SPEED | Lighting |  | Sat | 2014-01-01 | 2014-12-31 | Hourly | 0.17776 | 0.15 | 0.15 | 0.15 | 0.15 | 0.15 | 0.26664 | 0.26664 | 0.53328 | 0.53328 | 0.71104 | 0.71104 | 0.71104 | 0.71104 | 0.71104 | 0.71104 | 0.71104 | 0.79992 | 0.79992 | 0.79992 | 0.79992 | 0.79992 | 0.4444 | 0.26664
QuickServiceRestaurant_Kitchen_LIGHT_2010_SPEED | Lighting |  | Wkdy ¦ Default | 2014-01-01 | 2014-12-31 | Hourly | 0.13332 | 0.15 | 0.15 | 0.15 | 0.15 | 0.17776 | 0.35552 | 0.35552 | 0.53328 | 0.53328 | 0.79992 | 0.79992 | 0.79992 | 0.79992 | 0.79992 | 0.79992 | 0.79992 | 0.79992 | 0.79992 | 0.79992 | 0.79992 | 0.79992 | 0.4444 | 0.26664
QuickServiceRestaurant_Kitchen_EQUIP_2010_SPEED | Equipment |  | WntrDsn | 2014-01-01 | 2014-12-31 | Constant | Hr 1: 0
QuickServiceRestaurant_Kitchen_EQUIP_2010_SPEED | Equipment |  | SmrDsn | 2014-01-01 | 2014-12-31 | Constant | bar: Hr 1
QuickServiceRestaurant_Kitchen_EQUIP_2010_SPEED | Equipment |  | Sun | 2014-01-01 | 2014-12-31 | Hourly | 0.03 | 0.02 | 0.03 | 0.02 | 0.05 | 0.12 | 0.13 | 0.15 | 0.18 | 0.21 | 0.26 | 0.29 | 0.27 | 0.25 | 0.23 | 0.23 | 0.26 | 0.26 | 0.24 | 0.22 | 0.2 | 0.18 | 0.09 | 0.03
QuickServiceRestaurant_Kitchen_EQUIP_2010_SPEED | Equipment |  | Sat | 2014-01-01 | 2014-12-31 | Hourly | 0.03 | 0.02 | 0.03 | 0.02 | 0.05 | 0.12 | 0.13 | 0.15 | 0.18 | 0.21 | 0.26 | 0.29 | 0.27 | 0.25 | 0.23 | 0.23 | 0.26 | 0.26 | 0.24 | 0.22 | 0.2 | 0.18 | 0.09 | 0.03
QuickServiceRestaurant_Kitchen_EQUIP_2010_SPEED | Equipment |  | Wkdy ¦ Default | 2014-01-01 | 2014-12-31 | Hourly | 0.03 | 0.02 | 0.03 | 0.02 | 0.05 | 0.12 | 0.13 | 0.15 | 0.18 | 0.21 | 0.26 | 0.29 | 0.27 | 0.25 | 0.23 | 0.23 | 0.26 | 0.26 | 0.24 | 0.22 | 0.2 | 0.18 | 0.09 | 0.03
QuickServiceRestaurant_Kitchen_LIGHT_2013_SPEED | Lighting |  | WntrDsn | 2014-01-01 | 2014-12-31 | Constant | Hr 1: 0
QuickServiceRestaurant_Kitchen_LIGHT_2013_SPEED | Lighting |  | SmrDsn | 2014-01-01 | 2014-12-31 | Constant | bar: Hr 1
QuickServiceRestaurant_Kitchen_LIGHT_2013_SPEED | Lighting |  | Sun | 2014-01-01 | 2014-12-31 | Hourly | 0.17776 | 0.15 | 0.15 | 0.15 | 0.15 | 0.15 | 0.26664 | 0.26664 | 0.4444 | 0.4444 | 0.62216 | 0.62216 | 0.62216 | 0.62216 | 0.62216 | 0.62216 | 0.53328 | 0.53328 | 0.53328 | 0.53328 | 0.53328 | 0.53328 | 0.4444 | 0.26664
QuickServiceRestaurant_Kitchen_LIGHT_2013_SPEED | Lighting |  | Sat | 2014-01-01 | 2014-12-31 | Hourly | 0.17776 | 0.15 | 0.15 | 0.15 | 0.15 | 0.15 | 0.26664 | 0.26664 | 0.53328 | 0.53328 | 0.71104 | 0.71104 | 0.71104 | 0.71104 | 0.71104 | 0.71104 | 0.71104 | 0.79992 | 0.79992 | 0.79992 | 0.79992 | 0.79992 | 0.4444 | 0.26664
QuickServiceRestaurant_Kitchen_LIGHT_2013_SPEED | Lighting |  | Wkdy ¦ Default | 2014-01-01 | 2014-12-31 | Hourly | 0.13332 | 0.15 | 0.15 | 0.15 | 0.15 | 0.17776 | 0.35552 | 0.35552 | 0.53328 | 0.53328 | 0.79992 | 0.79992 | 0.79992 | 0.79992 | 0.79992 | 0.79992 | 0.79992 | 0.79992 | 0.79992 | 0.79992 | 0.79992 | 0.79992 | 0.4444 | 0.26664
QuickServiceRestaurant_Kitchen_EQUIP_2013_SPEED | Equipment |  | WntrDsn | 2014-01-01 | 2014-12-31 | Constant | Hr 1: 0
QuickServiceRestaurant_Kitchen_EQUIP_2013_SPEED | Equipment |  | SmrDsn | 2014-01-01 | 2014-12-31 | Constant | bar: Hr 1
QuickServiceRestaurant_Kitchen_EQUIP_2013_SPEED | Equipment |  | Sun | 2014-01-01 | 2014-12-31 | Hourly | 0.03 | 0.02 | 0.03 | 0.02 | 0.05 | 0.12 | 0.13 | 0.15 | 0.18 | 0.21 | 0.26 | 0.29 | 0.27 | 0.25 | 0.23 | 0.23 | 0.26 | 0.26 | 0.24 | 0.22 | 0.2 | 0.18 | 0.09 | 0.03
QuickServiceRestaurant_Kitchen_EQUIP_2013_SPEED | Equipment |  | Sat | 2014-01-01 | 2014-12-31 | Hourly | 0.03 | 0.02 | 0.03 | 0.02 | 0.05 | 0.12 | 0.13 | 0.15 | 0.18 | 0.21 | 0.26 | 0.29 | 0.27 | 0.25 | 0.23 | 0.23 | 0.26 | 0.26 | 0.24 | 0.22 | 0.2 | 0.18 | 0.09 | 0.03
QuickServiceRestaurant_Kitchen_EQUIP_2013_SPEED | Equipment |  | Wkdy ¦ Default | 2014-01-01 | 2014-12-31 | Hourly | 0.03 | 0.02 | 0.03 | 0.02 | 0.05 | 0.12 | 0.13 | 0.15 | 0.18 | 0.21 | 0.26 | 0.29 | 0.27 | 0.25 | 0.23 | 0.23 | 0.26 | 0.26 | 0.24 | 0.22 | 0.2 | 0.18 | 0.09 | 0.03
QuickServiceRestaurant_Kitchen_INFIL_SPEED | Infiltration |  | WntrDsn | 2014-01-01 | 2014-12-31 | Constant | bar: Hr 1
QuickServiceRestaurant_Kitchen_INFIL_SPEED | Infiltration |  | SmrDsn | 2014-01-01 | 2014-12-31 | Constant | bar: Hr 1
QuickServiceRestaurant_Kitchen_INFIL_SPEED | Infiltration |  | Sun | 2014-01-01 | 2014-12-31 | Hourly | 0.5 | 1 | 1 | 1 | 1 | 0.5 | 0.5 | 0.5 | 0.5 | 0.5 | 0.5 | 0.5 | 0.5 | 0.5 | 0.5 | 0.5 | 0.5 | 0.5 | 0.5 | 0.5 | 0.5 | 0.5 | 0.5 | 0.5
QuickServiceRestaurant_Kitchen_INFIL_SPEED | Infiltration |  | Sat | 2014-01-01 | 2014-12-31 | Hourly | 0.5 | 1 | 1 | 1 | 1 | 0.5 | 0.5 | 0.5 | 0.5 | 0.5 | 0.5 | 0.5 | 0.5 | 0.5 | 0.5 | 0.5 | 0.5 | 0.5 | 0.5 | 0.5 | 0.5 | 0.5 | 0.5 | 0.5
QuickServiceRestaurant_Kitchen_INFIL_SPEED | Infiltration |  | Wkdy ¦ Default | 2014-01-01 | 2014-12-31 | Hourly | 0.5 | 1 | 1 | 1 | 1 | 0.5 | 0.5 | 0.5 | 0.5 | 0.5 | 0.5 | 0.5 | 0.5 | 0.5 | 0.5 | 0.5 | 0.5 | 0.5 | 0.5 | 0.5 | 0.5 | 0.5 | 0.5 | 0.5
QuickServiceRestaurant_Kitchen_ACTIVITY_SPEED | Activity | W | WntrDsn | 2014-01-01 | 2014-12-31 | Constant | Hr 1: 120
QuickServiceRestaurant_Kitchen_ACTIVITY_SPEED | Activity | W | SmrDsn | 2014-01-01 | 2014-12-31 | Constant | Hr 1: 120
QuickServiceRestaurant_Kitchen_ACTIVITY_SPEED | Activity | W | Sun | 2014-01-01 | 2014-12-31 | Constant | Hr 1: 120
QuickServiceRestaurant_Kitchen_ACTIVITY_SPEED | Activity | W | Sat | 2014-01-01 | 2014-12-31 | Constant | Hr 1: 120
QuickServiceRestaurant_Kitchen_ACTIVITY_SPEED | Activity | W | Wkdy ¦ Default | 2014-01-01 | 2014-12-31 | Constant | Hr 1: 120
QuickServiceRestaurant_Kitchen_OA_SPEED | OA Air |  | WntrDsn | 2014-01-01 | 2014-12-31 | Constant | bar: Hr 1
QuickServiceRestaurant_Kitchen_OA_SPEED | OA Air |  | SmrDsn | 2014-01-01 | 2014-12-31 | Constant | bar: Hr 1
QuickServiceRestaurant_Kitchen_OA_SPEED | OA Air |  | Sun | 2014-01-01 | 2014-12-31 | Hourly | 0 | 0 | 0 | 0 | 0 | 0 | 0 | 1 | 1 | 1 | 1 | 1 | 1 | 1 | 1 | 1 | 1 | 1 | 1 | 1 | 1 | 1 | 1 | 1
QuickServiceRestaurant_Kitchen_OA_SPEED | OA Air |  | Sat | 2014-01-01 | 2014-12-31 | Hourly | 0 | 0 | 0 | 0 | 0 | 0 | 0 | 1 | 1 | 1 | 1 | 1 | 1 | 1 | 1 | 1 | 1 | 1 | 1 | 1 | 1 | 1 | 1 | 1
QuickServiceRestaurant_Kitchen_OA_SPEED | OA Air |  | Wkdy ¦ Default | 2014-01-01 | 2014-12-31 | Hourly | 0 | 0 | 0 | 0 | 0 | 0 | 1 | 1 | 1 | 1 | 1 | 1 | 1 | 1 | 1 | 1 | 1 | 1 | 1 | 1 | 1 | 1 | 1 | 1
QuickServiceRestaurant_Dining_CLGSETP_SPEED | Thermostat Setpoint | C | WntrDsn | 2014-01-01 | 2014-12-31 | Constant | Hr 1: 23.9
QuickServiceRestaurant_Dining_CLGSETP_SPEED | Thermostat Setpoint | C | SmrDsn | 2014-01-01 | 2014-12-31 | Constant | Hr 1: 23.9
QuickServiceRestaurant_Dining_CLGSETP_SPEED | Thermostat Setpoint | C | Sun | 2014-01-01 | 2014-12-31 | Hourly | 25.6 | 25.6 | 25.6 | 25.6 | 25.6 | 25.6 | 25.6 | 23.9 | 23.9 | 23.9 | 23.9 | 23.9 | 23.9 | 23.9 | 23.9 | 23.9 | 23.9 | 23.9 | 23.9 | 23.9 | 23.9 | 23.9 | 23.9 | 23.9
QuickServiceRestaurant_Dining_CLGSETP_SPEED | Thermostat Setpoint | C | Sat | 2014-01-01 | 2014-12-31 | Hourly | 25.6 | 25.6 | 25.6 | 25.6 | 25.6 | 25.6 | 25.6 | 23.9 | 23.9 | 23.9 | 23.9 | 23.9 | 23.9 | 23.9 | 23.9 | 23.9 | 23.9 | 23.9 | 23.9 | 23.9 | 23.9 | 23.9 | 23.9 | 23.9
QuickServiceRestaurant_Dining_CLGSETP_SPEED | Thermostat Setpoint | C | Wkdy ¦ Default | 2014-01-01 | 2014-12-31 | Hourly | 25.6 | 25.6 | 25.6 | 25.6 | 25.6 | 25.6 | 23.9 | 23.9 | 23.9 | 23.9 | 23.9 | 23.9 | 23.9 | 23.9 | 23.9 | 23.9 | 23.9 | 23.9 | 23.9 | 23.9 | 23.9 | 23.9 | 23.9 | 23.9
QuickServiceRestaurant_Dining_HTGSETP_SPEED | Thermostat Setpoint | C | WntrDsn | 2014-01-01 | 2014-12-31 | Constant | Hr 1: 21.1
QuickServiceRestaurant_Dining_HTGSETP_SPEED | Thermostat Setpoint | C | SmrDsn | 2014-01-01 | 2014-12-31 | Constant | Hr 1: 21.1
QuickServiceRestaurant_Dining_HTGSETP_SPEED | Thermostat Setpoint | C | Sun | 2014-01-01 | 2014-12-31 | Hourly | 19.4 | 19.4 | 19.4 | 19.4 | 19.4 | 19.4 | 19.4 | 21.1 | 21.1 | 21.1 | 21.1 | 21.1 | 21.1 | 21.1 | 21.1 | 21.1 | 21.1 | 21.1 | 21.1 | 21.1 | 21.1 | 21.1 | 21.1 | 21.1
QuickServiceRestaurant_Dining_HTGSETP_SPEED | Thermostat Setpoint | C | Sat | 2014-01-01 | 2014-12-31 | Hourly | 19.4 | 19.4 | 19.4 | 19.4 | 19.4 | 19.4 | 19.4 | 21.1 | 21.1 | 21.1 | 21.1 | 21.1 | 21.1 | 21.1 | 21.1 | 21.1 | 21.1 | 21.1 | 21.1 | 21.1 | 21.1 | 21.1 | 21.1 | 21.1
QuickServiceRestaurant_Dining_HTGSETP_SPEED | Thermostat Setpoint | C | Wkdy ¦ Default | 2014-01-01 | 2014-12-31 | Hourly | 19.4 | 19.4 | 19.4 | 19.4 | 19.4 | 19.4 | 21.1 | 21.1 | 21.1 | 21.1 | 21.1 | 21.1 | 21.1 | 21.1 | 21.1 | 21.1 | 21.1 | 21.1 | 21.1 | 21.1 | 21.1 | 21.1 | 21.1 | 21.1
QuickServiceRestaurant_Dining_OCC_SPEED | Occupancy |  | WntrDsn | 2014-01-01 | 2014-12-31 | Constant | Hr 1: 0
QuickServiceRestaurant_Dining_OCC_SPEED | Occupancy |  | SmrDsn | 2014-01-01 | 2014-12-31 | Constant | bar: Hr 1
QuickServiceRestaurant_Dining_OCC_SPEED | Occupancy |  | Sun | 2014-01-01 | 2014-12-31 | Hourly | 0.05 | 0 | 0 | 0 | 0 | 0 | 0.05 | 0.5 | 0.5 | 0.2 | 0.2 | 0.3 | 0.5 | 0.5 | 0.3 | 0.2 | 0.25 | 0.35 | 0.55 | 0.65 | 0.7 | 0.35 | 0.2 | 0.2
QuickServiceRestaurant_Dining_OCC_SPEED | Occupancy |  | Sat | 2014-01-01 | 2014-12-31 | Hourly | 0.05 | 0 | 0 | 0 | 0 | 0 | 0.05 | 0.5 | 0.5 | 0.4 | 0.2 | 0.45 | 0.5 | 0.5 | 0.35 | 0.3 | 0.3 | 0.3 | 0.7 | 0.9 | 0.7 | 0.65 | 0.55 | 0.35
QuickServiceRestaurant_Dining_OCC_SPEED | Occupancy |  | Wkdy ¦ Default | 2014-01-01 | 2014-12-31 | Hourly | 0.05 | 0 | 0 | 0 | 0 | 0.05 | 0.1 | 0.4 | 0.4 | 0.4 | 0.2 | 0.5 | 0.8 | 0.7 | 0.4 | 0.2 | 0.25 | 0.5 | 0.8 | 0.8 | 0.8 | 0.5 | 0.35 | 0.2
QuickServiceRestaurant_Dining_LIGHT_2007_SPEED | Lighting |  | WntrDsn | 2014-01-01 | 2014-12-31 | Constant | Hr 1: 0
QuickServiceRestaurant_Dining_LIGHT_2007_SPEED | Lighting |  | SmrDsn | 2014-01-01 | 2014-12-31 | Constant | bar: Hr 1
QuickServiceRestaurant_Dining_LIGHT_2007_SPEED | Lighting |  | Sun | 2014-01-01 | 2014-12-31 | Hourly | 0.2 | 0.15 | 0.15 | 0.15 | 0.15 | 0.15 | 0.3 | 0.3 | 0.5 | 0.5 | 0.7 | 0.7 | 0.7 | 0.7 | 0.7 | 0.7 | 0.6 | 0.6 | 0.6 | 0.6 | 0.6 | 0.6 | 0.5 | 0.3
QuickServiceRestaurant_Dining_LIGHT_2007_SPEED | Lighting |  | Sat | 2014-01-01 | 2014-12-31 | Hourly | 0.2 | 0.15 | 0.15 | 0.15 | 0.15 | 0.15 | 0.3 | 0.3 | 0.6 | 0.6 | 0.8 | 0.8 | 0.8 | 0.8 | 0.8 | 0.8 | 0.8 | 0.9 | 0.9 | 0.9 | 0.9 | 0.9 | 0.5 | 0.3
QuickServiceRestaurant_Dining_LIGHT_2007_SPEED | Lighting |  | Wkdy ¦ Default | 2014-01-01 | 2014-12-31 | Hourly | 0.15 | 0.15 | 0.15 | 0.15 | 0.15 | 0.2 | 0.4 | 0.4 | 0.6 | 0.6 | 0.9 | 0.9 | 0.9 | 0.9 | 0.9 | 0.9 | 0.9 | 0.9 | 0.9 | 0.9 | 0.9 | 0.9 | 0.5 | 0.3
QuickServiceRestaurant_Dining_EQUIP_2007_SPEED | Equipment |  | WntrDsn | 2014-01-01 | 2014-12-31 | Constant | Hr 1: 0
QuickServiceRestaurant_Dining_EQUIP_2007_SPEED | Equipment |  | SmrDsn | 2014-01-01 | 2014-12-31 | Constant | bar: Hr 1
QuickServiceRestaurant_Dining_EQUIP_2007_SPEED | Equipment |  | Sun | 2014-01-01 | 2014-12-31 | Hourly | 0.03 | 0.02 | 0.03 | 0.02 | 0.05 | 0.12 | 0.13 | 0.15 | 0.18 | 0.21 | 0.26 | 0.29 | 0.27 | 0.25 | 0.23 | 0.23 | 0.26 | 0.26 | 0.24 | 0.22 | 0.2 | 0.18 | 0.09 | 0.03
QuickServiceRestaurant_Dining_EQUIP_2007_SPEED | Equipment |  | Sat | 2014-01-01 | 2014-12-31 | Hourly | 0.03 | 0.02 | 0.03 | 0.02 | 0.05 | 0.12 | 0.13 | 0.15 | 0.18 | 0.21 | 0.26 | 0.29 | 0.27 | 0.25 | 0.23 | 0.23 | 0.26 | 0.26 | 0.24 | 0.22 | 0.2 | 0.18 | 0.09 | 0.03
QuickServiceRestaurant_Dining_EQUIP_2007_SPEED | Equipment |  | Wkdy ¦ Default | 2014-01-01 | 2014-12-31 | Hourly | 0.03 | 0.02 | 0.03 | 0.02 | 0.05 | 0.12 | 0.13 | 0.15 | 0.18 | 0.21 | 0.26 | 0.29 | 0.27 | 0.25 | 0.23 | 0.23 | 0.26 | 0.26 | 0.24 | 0.22 | 0.2 | 0.18 | 0.09 | 0.03
QuickServiceRestaurant_Dining_LIGHT_2010_SPEED | Lighting |  | WntrDsn | 2014-01-01 | 2014-12-31 | Constant | Hr 1: 0
QuickServiceRestaurant_Dining_LIGHT_2010_SPEED | Lighting |  | SmrDsn | 2014-01-01 | 2014-12-31 | Constant | bar: Hr 1
QuickServiceRestaurant_Dining_LIGHT_2010_SPEED | Lighting |  | Sun | 2014-01-01 | 2014-12-31 | Hourly | 0.19034 | 0.15 | 0.15 | 0.15 | 0.15 | 0.15 | 0.28551 | 0.28551 | 0.47585 | 0.47585 | 0.66619 | 0.66619 | 0.66619 | 0.66619 | 0.66619 | 0.66619 | 0.57102 | 0.57102 | 0.57102 | 0.57102 | 0.57102 | 0.57102 | 0.47585 | 0.28551
QuickServiceRestaurant_Dining_LIGHT_2010_SPEED | Lighting |  | Sat | 2014-01-01 | 2014-12-31 | Hourly | 0.19034 | 0.15 | 0.15 | 0.15 | 0.15 | 0.15 | 0.28551 | 0.28551 | 0.57102 | 0.57102 | 0.76136 | 0.76136 | 0.76136 | 0.76136 | 0.76136 | 0.76136 | 0.76136 | 0.85653 | 0.85653 | 0.85653 | 0.85653 | 0.85653 | 0.47585 | 0.28551
QuickServiceRestaurant_Dining_LIGHT_2010_SPEED | Lighting |  | Wkdy ¦ Default | 2014-01-01 | 2014-12-31 | Hourly | 0.14275 | 0.15 | 0.15 | 0.15 | 0.15 | 0.19034 | 0.38068 | 0.38068 | 0.57102 | 0.57102 | 0.85653 | 0.85653 | 0.85653 | 0.85653 | 0.85653 | 0.85653 | 0.85653 | 0.85653 | 0.85653 | 0.85653 | 0.85653 | 0.85653 | 0.47585 | 0.28551
QuickServiceRestaurant_Dining_EQUIP_2010_SPEED | Equipment |  | WntrDsn | 2014-01-01 | 2014-12-31 | Constant | Hr 1: 0
QuickServiceRestaurant_Dining_EQUIP_2010_SPEED | Equipment |  | SmrDsn | 2014-01-01 | 2014-12-31 | Constant | bar: Hr 1
QuickServiceRestaurant_Dining_EQUIP_2010_SPEED | Equipment |  | Sun | 2014-01-01 | 2014-12-31 | Hourly | 0.03 | 0.02 | 0.03 | 0.02 | 0.05 | 0.12 | 0.13 | 0.15 | 0.18 | 0.21 | 0.26 | 0.29 | 0.27 | 0.25 | 0.23 | 0.23 | 0.26 | 0.26 | 0.24 | 0.22 | 0.2 | 0.18 | 0.09 | 0.03
QuickServiceRestaurant_Dining_EQUIP_2010_SPEED | Equipment |  | Sat | 2014-01-01 | 2014-12-31 | Hourly | 0.03 | 0.02 | 0.03 | 0.02 | 0.05 | 0.12 | 0.13 | 0.15 | 0.18 | 0.21 | 0.26 | 0.29 | 0.27 | 0.25 | 0.23 | 0.23 | 0.26 | 0.26 | 0.24 | 0.22 | 0.2 | 0.18 | 0.09 | 0.03
QuickServiceRestaurant_Dining_EQUIP_2010_SPEED | Equipment |  | Wkdy ¦ Default | 2014-01-01 | 2014-12-31 | Hourly | 0.03 | 0.02 | 0.03 | 0.02 | 0.05 | 0.12 | 0.13 | 0.15 | 0.18 | 0.21 | 0.26 | 0.29 | 0.27 | 0.25 | 0.23 | 0.23 | 0.26 | 0.26 | 0.24 | 0.22 | 0.2 | 0.18 | 0.09 | 0.03
QuickServiceRestaurant_Dining_LIGHT_2013_SPEED | Lighting |  | WntrDsn | 2014-01-01 | 2014-12-31 | Constant | Hr 1: 0
QuickServiceRestaurant_Dining_LIGHT_2013_SPEED | Lighting |  | SmrDsn | 2014-01-01 | 2014-12-31 | Constant | bar: Hr 1
QuickServiceRestaurant_Dining_LIGHT_2013_SPEED | Lighting |  | Sun | 2014-01-01 | 2014-12-31 | Hourly | 0.1865 | 0.15 | 0.15 | 0.15 | 0.15 | 0.15 | 0.2797 | 0.2797 | 0.4662 | 0.4662 | 0.6527 | 0.6527 | 0.6527 | 0.6527 | 0.6527 | 0.6527 | 0.5594 | 0.5594 | 0.5594 | 0.5594 | 0.5594 | 0.5594 | 0.4662 | 0.2797
QuickServiceRestaurant_Dining_LIGHT_2013_SPEED | Lighting |  | Sat | 2014-01-01 | 2014-12-31 | Hourly | 0.1865 | 0.15 | 0.15 | 0.15 | 0.15 | 0.15 | 0.2797 | 0.2797 | 0.5594 | 0.5594 | 0.7459 | 0.7459 | 0.7459 | 0.7459 | 0.7459 | 0.7459 | 0.7459 | 0.8391 | 0.8391 | 0.8391 | 0.8391 | 0.8391 | 0.4662 | 0.2797
QuickServiceRestaurant_Dining_LIGHT_2013_SPEED | Lighting |  | Wkdy ¦ Default | 2014-01-01 | 2014-12-31 | Hourly | 0.1399 | 0.15 | 0.15 | 0.15 | 0.15 | 0.1865 | 0.373 | 0.373 | 0.5594 | 0.5594 | 0.8391 | 0.8391 | 0.8391 | 0.8391 | 0.8391 | 0.8391 | 0.8391 | 0.8391 | 0.8391 | 0.8391 | 0.8391 | 0.8391 | 0.4662 | 0.2797
QuickServiceRestaurant_Dining_EQUIP_2013_SPEED | Equipment |  | WntrDsn | 2014-01-01 | 2014-12-31 | Constant | Hr 1: 0
QuickServiceRestaurant_Dining_EQUIP_2013_SPEED | Equipment |  | SmrDsn | 2014-01-01 | 2014-12-31 | Constant | bar: Hr 1
QuickServiceRestaurant_Dining_EQUIP_2013_SPEED | Equipment |  | Sun | 2014-01-01 | 2014-12-31 | Hourly | 0.03 | 0.02 | 0.03 | 0.02 | 0.05 | 0.12 | 0.13 | 0.15 | 0.18 | 0.21 | 0.26 | 0.29 | 0.27 | 0.25 | 0.23 | 0.23 | 0.26 | 0.26 | 0.24 | 0.22 | 0.2 | 0.18 | 0.09 | 0.03
QuickServiceRestaurant_Dining_EQUIP_2013_SPEED | Equipment |  | Sat | 2014-01-01 | 2014-12-31 | Hourly | 0.03 | 0.02 | 0.03 | 0.02 | 0.05 | 0.12 | 0.13 | 0.15 | 0.18 | 0.21 | 0.26 | 0.29 | 0.27 | 0.25 | 0.23 | 0.23 | 0.26 | 0.26 | 0.24 | 0.22 | 0.2 | 0.18 | 0.09 | 0.03
QuickServiceRestaurant_Dining_EQUIP_2013_SPEED | Equipment |  | Wkdy ¦ Default | 2014-01-01 | 2014-12-31 | Hourly | 0.03 | 0.02 | 0.03 | 0.02 | 0.05 | 0.12 | 0.13 | 0.15 | 0.18 | 0.21 | 0.26 | 0.29 | 0.27 | 0.25 | 0.23 | 0.23 | 0.26 | 0.26 | 0.24 | 0.22 | 0.2 | 0.18 | 0.09 | 0.03
QuickServiceRestaurant_Dining_INFIL_SPEED | Infiltration |  | WntrDsn | 2014-01-01 | 2014-12-31 | Constant | bar: Hr 1
QuickServiceRestaurant_Dining_INFIL_SPEED | Infiltration |  | SmrDsn | 2014-01-01 | 2014-12-31 | Constant | bar: Hr 1
QuickServiceRestaurant_Dining_INFIL_SPEED | Infiltration |  | Sun | 2014-01-01 | 2014-12-31 | Hourly | 0.5 | 1 | 1 | 1 | 1 | 0.5 | 0.5 | 0.5 | 0.5 | 0.5 | 0.5 | 0.5 | 0.5 | 0.5 | 0.5 | 0.5 | 0.5 | 0.5 | 0.5 | 0.5 | 0.5 | 0.5 | 0.5 | 0.5
QuickServiceRestaurant_Dining_INFIL_SPEED | Infiltration |  | Sat | 2014-01-01 | 2014-12-31 | Hourly | 0.5 | 1 | 1 | 1 | 1 | 0.5 | 0.5 | 0.5 | 0.5 | 0.5 | 0.5 | 0.5 | 0.5 | 0.5 | 0.5 | 0.5 | 0.5 | 0.5 | 0.5 | 0.5 | 0.5 | 0.5 | 0.5 | 0.5
QuickServiceRestaurant_Dining_INFIL_SPEED | Infiltration |  | Wkdy ¦ Default | 2014-01-01 | 2014-12-31 | Hourly | 0.5 | 1 | 1 | 1 | 1 | 0.5 | 0.5 | 0.5 | 0.5 | 0.5 | 0.5 | 0.5 | 0.5 | 0.5 | 0.5 | 0.5 | 0.5 | 0.5 | 0.5 | 0.5 | 0.5 | 0.5 | 0.5 | 0.5
QuickServiceRestaurant_Dining_ACTIVITY_SPEED | Activity | W | WntrDsn | 2014-01-01 | 2014-12-31 | Constant | Hr 1: 120
QuickServiceRestaurant_Dining_ACTIVITY_SPEED | Activity | W | SmrDsn | 2014-01-01 | 2014-12-31 | Constant | Hr 1: 120
QuickServiceRestaurant_Dining_ACTIVITY_SPEED | Activity | W | Sun | 2014-01-01 | 2014-12-31 | Constant | Hr 1: 120
QuickServiceRestaurant_Dining_ACTIVITY_SPEED | Activity | W | Sat | 2014-01-01 | 2014-12-31 | Constant | Hr 1: 120
QuickServiceRestaurant_Dining_ACTIVITY_SPEED | Activity | W | Wkdy ¦ Default | 2014-01-01 | 2014-12-31 | Constant | Hr 1: 120
QuickServiceRestaurant_Dining_OA_SPEED | OA Air |  | WntrDsn | 2014-01-01 | 2014-12-31 | Constant | bar: Hr 1
QuickServiceRestaurant_Dining_OA_SPEED | OA Air |  | SmrDsn | 2014-01-01 | 2014-12-31 | Constant | bar: Hr 1
QuickServiceRestaurant_Dining_OA_SPEED | OA Air |  | Sun | 2014-01-01 | 2014-12-31 | Hourly | 0 | 0 | 0 | 0 | 0 | 0 | 0 | 1 | 1 | 1 | 1 | 1 | 1 | 1 | 1 | 1 | 1 | 1 | 1 | 1 | 1 | 1 | 1 | 1
QuickServiceRestaurant_Dining_OA_SPEED | OA Air |  | Sat | 2014-01-01 | 2014-12-31 | Hourly | 0 | 0 | 0 | 0 | 0 | 0 | 0 | 1 | 1 | 1 | 1 | 1 | 1 | 1 | 1 | 1 | 1 | 1 | 1 | 1 | 1 | 1 | 1 | 1
QuickServiceRestaurant_Dining_OA_SPEED | OA Air |  | Wkdy ¦ Default | 2014-01-01 | 2014-12-31 | Hourly | 0 | 0 | 0 | 0 | 0 | 0 | 1 | 1 | 1 | 1 | 1 | 1 | 1 | 1 | 1 | 1 | 1 | 1 | 1 | 1 | 1 | 1 | 1 | 1
Office_DataCenter_Large_CLGSETP_SPEED | Thermostat Setpoint | C | WntrDsn | 2014-01-01 | 2014-12-31 | Constant | Hr 1: 23.9
Office_DataCenter_Large_CLGSETP_SPEED | Thermostat Setpoint | C | SmrDsn | 2014-01-01 | 2014-12-31 | Constant | Hr 1: 23.9
Office_DataCenter_Large_CLGSETP_SPEED | Thermostat Setpoint | C | Sun | 2014-01-01 | 2014-12-31 | Hourly | 25.6 | 25.6 | 25.6 | 25.6 | 25.6 | 25.6 | 25.6 | 25.6 | 25.6 | 25.6 | 25.6 | 25.6 | 25.6 | 25.6 | 25.6 | 25.6 | 25.6 | 25.6 | 25.6 | 25.6 | 25.6 | 25.6 | 25.6 | 25.6
Office_DataCenter_Large_CLGSETP_SPEED | Thermostat Setpoint | C | Sat | 2014-01-01 | 2014-12-31 | Hourly | 25.6 | 25.6 | 25.6 | 25.6 | 25.6 | 25.6 | 23.9 | 23.9 | 23.9 | 23.9 | 23.9 | 23.9 | 23.9 | 23.9 | 23.9 | 23.9 | 23.9 | 25.6 | 25.6 | 25.6 | 25.6 | 25.6 | 25.6 | 25.6
Office_DataCenter_Large_CLGSETP_SPEED | Thermostat Setpoint | C | Wkdy ¦ Default | 2014-01-01 | 2014-12-31 | Hourly | 25.6 | 25.6 | 25.6 | 25.6 | 25.6 | 25.6 | 23.9 | 23.9 | 23.9 | 23.9 | 23.9 | 23.9 | 23.9 | 23.9 | 23.9 | 23.9 | 23.9 | 23.9 | 23.9 | 23.9 | 23.9 | 23.9 | 25.6 | 25.6
Office_DataCenter_Large_HTGSETP_SPEED | Thermostat Setpoint | C | WntrDsn | 2014-01-01 | 2014-12-31 | Constant | Hr 1: 21.1
Office_DataCenter_Large_HTGSETP_SPEED | Thermostat Setpoint | C | SmrDsn | 2014-01-01 | 2014-12-31 | Constant | Hr 1: 21.1
Office_DataCenter_Large_HTGSETP_SPEED | Thermostat Setpoint | C | Sun | 2014-01-01 | 2014-12-31 | Hourly | 19.4 | 19.4 | 19.4 | 19.4 | 19.4 | 19.4 | 19.4 | 19.4 | 19.4 | 19.4 | 19.4 | 19.4 | 19.4 | 19.4 | 19.4 | 19.4 | 19.4 | 19.4 | 19.4 | 19.4 | 19.4 | 19.4 | 19.4 | 19.4
Office_DataCenter_Large_HTGSETP_SPEED | Thermostat Setpoint | C | Sat | 2014-01-01 | 2014-12-31 | Hourly | 19.4 | 19.4 | 19.4 | 19.4 | 19.4 | 19.4 | 21.1 | 21.1 | 21.1 | 21.1 | 21.1 | 21.1 | 21.1 | 21.1 | 21.1 | 21.1 | 21.1 | 19.4 | 19.4 | 19.4 | 19.4 | 19.4 | 19.4 | 19.4
Office_DataCenter_Large_HTGSETP_SPEED | Thermostat Setpoint | C | Wkdy ¦ Default | 2014-01-01 | 2014-12-31 | Hourly | 19.4 | 19.4 | 19.4 | 19.4 | 19.4 | 19.4 | 21.1 | 21.1 | 21.1 | 21.1 | 21.1 | 21.1 | 21.1 | 21.1 | 21.1 | 21.1 | 21.1 | 21.1 | 21.1 | 21.1 | 21.1 | 21.1 | 19.4 | 19.4
Office_DataCenter_Large_OCC_SPEED | Occupancy |  | WntrDsn | 2014-01-01 | 2014-12-31 | Constant | Hr 1: 0
Office_DataCenter_Large_OCC_SPEED | Occupancy |  | SmrDsn | 2014-01-01 | 2014-12-31 | Constant | bar: Hr 1
Office_DataCenter_Large_OCC_SPEED | Occupancy |  | Sun | 2014-01-01 | 2014-12-31 | Hourly | 0 | 0 | 0 | 0 | 0 | 0 | 0.05 | 0.05 | 0.05 | 0.05 | 0.05 | 0.05 | 0.05 | 0.05 | 0.05 | 0.05 | 0.05 | 0.05 | 0 | 0 | 0 | 0 | 0 | 0
Office_DataCenter_Large_OCC_SPEED | Occupancy |  | Sat | 2014-01-01 | 2014-12-31 | Hourly | 0 | 0 | 0 | 0 | 0 | 0 | 0.1 | 0.1 | 0.3 | 0.3 | 0.3 | 0.3 | 0.1 | 0.1 | 0.1 | 0.1 | 0.1 | 0.05 | 0.05 | 0 | 0 | 0 | 0 | 0
Office_DataCenter_Large_OCC_SPEED | Occupancy |  | Wkdy ¦ Default | 2014-01-01 | 2014-12-31 | Hourly | 0 | 0 | 0 | 0 | 0 | 0 | 0.1 | 0.2 | 0.95 | 0.95 | 0.95 | 0.95 | 0.5 | 0.95 | 0.95 | 0.95 | 0.95 | 0.3 | 0.1 | 0.1 | 0.1 | 0.1 | 0.05 | 0.05
Office_DataCenter_Large_LIGHT_2007_SPEED | Lighting |  | WntrDsn | 2014-01-01 | 2014-12-31 | Constant | Hr 1: 0
Office_DataCenter_Large_LIGHT_2007_SPEED | Lighting |  | SmrDsn | 2014-01-01 | 2014-12-31 | Constant | bar: Hr 1
Office_DataCenter_Large_LIGHT_2007_SPEED | Lighting |  | Sun | 2014-01-01 | 2014-12-31 | Constant | Hr 1: 0.05
Office_DataCenter_Large_LIGHT_2007_SPEED | Lighting |  | Sat | 2014-01-01 | 2014-12-31 | Hourly | 0.05 | 0.05 | 0.05 | 0.05 | 0.05 | 0.05 | 0.1 | 0.1 | 0.3 | 0.3 | 0.3 | 0.3 | 0.15 | 0.15 | 0.15 | 0.15 | 0.15 | 0.05 | 0.05 | 0.05 | 0.05 | 0.05 | 0.05 | 0.05
Office_DataCenter_Large_LIGHT_2007_SPEED | Lighting |  | Wkdy ¦ Default | 2014-01-01 | 2014-12-31 | Hourly | 0.05 | 0.05 | 0.05 | 0.05 | 0.05 | 0.05 | 0.1 | 0.3 | 0.9 | 0.9 | 0.9 | 0.9 | 0.9 | 0.9 | 0.9 | 0.9 | 0.9 | 0.5 | 0.3 | 0.3 | 0.2 | 0.2 | 0.1 | 0.05
Office_DataCenter_Large_LIGHT_2010_SPEED | Lighting |  | WntrDsn | 2014-01-01 | 2014-12-31 | Constant | Hr 1: 0
Office_DataCenter_Large_LIGHT_2010_SPEED | Lighting |  | SmrDsn | 2014-01-01 | 2014-12-31 | Constant | bar: Hr 1
Office_DataCenter_Large_LIGHT_2010_SPEED | Lighting |  | Sun | 2014-01-01 | 2014-12-31 | Constant | Hr 1: 0.05
Office_DataCenter_Large_LIGHT_2010_SPEED | Lighting |  | Sat | 2014-01-01 | 2014-12-31 | Hourly | 0.05 | 0.05 | 0.05 | 0.05 | 0.05 | 0.05 | 0.09238 | 0.09238 | 0.27714 | 0.27714 | 0.27714 | 0.27714 | 0.13857 | 0.13857 | 0.13857 | 0.13857 | 0.13857 | 0.04619 | 0.04619 | 0.05 | 0.05 | 0.05 | 0.05 | 0.05
Office_DataCenter_Large_LIGHT_2010_SPEED | Lighting |  | Wkdy ¦ Default | 2014-01-01 | 2014-12-31 | Hourly | 0.05 | 0.05 | 0.05 | 0.05 | 0.05 | 0.1 | 0.09238 | 0.27714 | 0.83142 | 0.83142 | 0.83142 | 0.83142 | 0.83142 | 0.83142 | 0.83142 | 0.83142 | 0.83142 | 0.4619 | 0.27714 | 0.27714 | 0.18476 | 0.18476 | 0.09238 | 0.04619
Office_DataCenter_Large_LIGHT_2013_SPEED | Lighting |  | WntrDsn | 2014-01-01 | 2014-12-31 | Constant | Hr 1: 0
Office_DataCenter_Large_LIGHT_2013_SPEED | Lighting |  | SmrDsn | 2014-01-01 | 2014-12-31 | Constant | bar: Hr 1
Office_DataCenter_Large_LIGHT_2013_SPEED | Lighting |  | Sun | 2014-01-01 | 2014-12-31 | Hourly | 0.05 | 0.05 | 0.05 | 0.05 | 0.05 | 0.04528 | 0.04528 | 0.04528 | 0.04528 | 0.04528 | 0.04528 | 0.04528 | 0.04528 | 0.04528 | 0.04528 | 0.04528 | 0.04528 | 0.04528 | 0.05 | 0.05 | 0.05 | 0.05 | 0.05 | 0.05
Office_DataCenter_Large_LIGHT_2013_SPEED | Lighting |  | Sat | 2014-01-01 | 2014-12-31 | Hourly | 0.05 | 0.05 | 0.05 | 0.05 | 0.05 | 0.05 | 0.09056 | 0.09056 | 0.27168 | 0.27168 | 0.27168 | 0.27168 | 0.13584 | 0.13584 | 0.13584 | 0.13584 | 0.13584 | 0.04528 | 0.04528 | 0.05 | 0.05 | 0.05 | 0.05 | 0.05
Office_DataCenter_Large_LIGHT_2013_SPEED | Lighting |  | Wkdy ¦ Default | 2014-01-01 | 2014-12-31 | Hourly | 0.05 | 0.05 | 0.05 | 0.05 | 0.05 | 0.1 | 0.09056 | 0.27168 | 0.81504 | 0.81504 | 0.81504 | 0.81504 | 0.81504 | 0.81504 | 0.81504 | 0.81504 | 0.81504 | 0.4528 | 0.27168 | 0.27168 | 0.18112 | 0.18112 | 0.09056 | 0.04528
Office_DataCenter_Large_INFIL_SPEED | Infiltration |  | WntrDsn | 2014-01-01 | 2014-12-31 | Constant | bar: Hr 1
Office_DataCenter_Large_INFIL_SPEED | Infiltration |  | SmrDsn | 2014-01-01 | 2014-12-31 | Constant | bar: Hr 1
Office_DataCenter_Large_INFIL_SPEED | Infiltration |  | Sun | 2014-01-01 | 2014-12-31 | Hourly | bar: Hr 1 to Hr 24
Office_DataCenter_Large_INFIL_SPEED | Infiltration |  | Sat | 2014-01-01 | 2014-12-31 | Hourly | 1 | 1 | 1 | 1 | 1 | 1 | 0.5 | 0.5 | 0.5 | 0.5 | 0.5 | 0.5 | 0.5 | 0.5 | 0.5 | 0.5 | 0.5 | 1 | 1 | 1 | 1 | 1 | 1 | 1
Office_DataCenter_Large_INFIL_SPEED | Infiltration |  | Wkdy ¦ Default | 2014-01-01 | 2014-12-31 | Hourly | 1 | 1 | 1 | 1 | 1 | 1 | 0.5 | 0.5 | 0.5 | 0.5 | 0.5 | 0.5 | 0.5 | 0.5 | 0.5 | 0.5 | 0.5 | 0.5 | 0.5 | 0.5 | 0.5 | 0.5 | 1 | 1
Office_DataCenter_Large_ACTIVITY_SPEED | Activity | W | WntrDsn | 2014-01-01 | 2014-12-31 | Constant | Hr 1: 120
Office_DataCenter_Large_ACTIVITY_SPEED | Activity | W | SmrDsn | 2014-01-01 | 2014-12-31 | Constant | Hr 1: 120
Office_DataCenter_Large_ACTIVITY_SPEED | Activity | W | Sun | 2014-01-01 | 2014-12-31 | Constant | Hr 1: 120
Office_DataCenter_Large_ACTIVITY_SPEED | Activity | W | Sat | 2014-01-01 | 2014-12-31 | Constant | Hr 1: 120
Office_DataCenter_Large_ACTIVITY_SPEED | Activity | W | Wkdy ¦ Default | 2014-01-01 | 2014-12-31 | Constant | Hr 1: 120
Office_DataCenter_Large_OA_SPEED | OA Air |  | WntrDsn | 2014-01-01 | 2014-12-31 | Constant | bar: Hr 1
Office_DataCenter_Large_OA_SPEED | OA Air |  | SmrDsn | 2014-01-01 | 2014-12-31 | Constant | bar: Hr 1
Office_DataCenter_Large_OA_SPEED | OA Air |  | Sun | 2014-01-01 | 2014-12-31 | Hourly | 0 | 0 | 0 | 0 | 0 | 0 | 0 | 0 | 0 | 0 | 0 | 0 | 0 | 0 | 0 | 0 | 0 | 0 | 0 | 0 | 0 | 0 | 0 | 0
Office_DataCenter_Large_OA_SPEED | OA Air |  | Sat | 2014-01-01 | 2014-12-31 | Hourly | 0 | 0 | 0 | 0 | 0 | 0 | 1 | 1 | 1 | 1 | 1 | 1 | 1 | 1 | 1 | 1 | 1 | 0 | 0 | 0 | 0 | 0 | 0 | 0
Office_DataCenter_Large_OA_SPEED | OA Air |  | Wkdy ¦ Default | 2014-01-01 | 2014-12-31 | Hourly | 0 | 0 | 0 | 0 | 0 | 0 | 1 | 1 | 1 | 1 | 1 | 1 | 1 | 1 | 1 | 1 | 1 | 1 | 1 | 1 | 1 | 1 | 0 | 0
Office_DataCenter_Large_EQUIP_SPEED | Equipment |  | WntrDsn | 2014-01-01 | 2014-12-31 | Constant | Hr 1: 0
Office_DataCenter_Large_EQUIP_SPEED | Equipment |  | SmrDsn | 2014-01-01 | 2014-12-31 | Constant | bar: Hr 1
Office_DataCenter_Large_EQUIP_SPEED | Equipment |  | Sun | 2020-01-01 | 2020-01-31 | Constant | Hr 1: 0.25
Office_DataCenter_Large_EQUIP_SPEED | Equipment |  | Sat | 2020-01-01 | 2020-01-31 | Constant | Hr 1: 0.25
Office_DataCenter_Large_EQUIP_SPEED | Equipment |  | Wkdy ¦ Default | 2020-01-01 | 2020-01-31 | Constant | Hr 1: 0.25
Office_DataCenter_Large_EQUIP_SPEED | Equipment |  | Sun | 2020-02-01 | 2020-02-28 | Constant | Hr 1: 0.5
Office_DataCenter_Large_EQUIP_SPEED | Equipment |  | Sat | 2020-02-01 | 2020-02-28 | Constant | Hr 1: 0.5
Office_DataCenter_Large_EQUIP_SPEED | Equipment |  | Wkdy ¦ Default | 2020-02-01 | 2020-02-28 | Constant | Hr 1: 0.5
Office_DataCenter_Large_EQUIP_SPEED | Equipment |  | Sun | 2020-03-01 | 2020-03-31 | Constant | Hr 1: 0.75
Office_DataCenter_Large_EQUIP_SPEED | Equipment |  | Sat | 2020-03-01 | 2020-03-31 | Constant | Hr 1: 0.75
Office_DataCenter_Large_EQUIP_SPEED | Equipment |  | Wkdy ¦ Default | 2020-03-01 | 2020-03-31 | Constant | Hr 1: 0.75
Office_DataCenter_Large_EQUIP_SPEED | Equipment |  | Sun | 2020-04-01 | 2020-04-30 | Constant | bar: Hr 1
Office_DataCenter_Large_EQUIP_SPEED | Equipment |  | Sat | 2020-04-01 | 2020-04-30 | Constant | bar: Hr 1
Office_DataCenter_Large_EQUIP_SPEED | Equipment |  | Wkdy ¦ Default | 2020-04-01 | 2020-04-30 | Constant | bar: Hr 1
Office_DataCenter_Large_EQUIP_SPEED | Equipment |  | Sun | 2020-05-01 | 2020-05-31 | Constant | Hr 1: 0.25
Office_DataCenter_Large_EQUIP_SPEED | Equipment |  | Sat | 2020-05-01 | 2020-05-31 | Constant | Hr 1: 0.25
Office_DataCenter_Large_EQUIP_SPEED | Equipment |  | Wkdy ¦ Default | 2020-05-01 | 2020-05-31 | Constant | Hr 1: 0.25
Office_DataCenter_Large_EQUIP_SPEED | Equipment |  | Sun | 2020-06-01 | 2020-06-30 | Constant | Hr 1: 0.5
Office_DataCenter_Large_EQUIP_SPEED | Equipment |  | Sat | 2020-06-01 | 2020-06-30 | Constant | Hr 1: 0.5
Office_DataCenter_Large_EQUIP_SPEED | Equipment |  | Wkdy ¦ Default | 2020-06-01 | 2020-06-30 | Constant | Hr 1: 0.5
Office_DataCenter_Large_EQUIP_SPEED | Equipment |  | Sun | 2020-07-01 | 2020-07-31 | Constant | Hr 1: 0.75
Office_DataCenter_Large_EQUIP_SPEED | Equipment |  | Sat | 2020-07-01 | 2020-07-31 | Constant | Hr 1: 0.75
Office_DataCenter_Large_EQUIP_SPEED | Equipment |  | Wkdy ¦ Default | 2020-07-01 | 2020-07-31 | Constant | Hr 1: 0.75
Office_DataCenter_Large_EQUIP_SPEED | Equipment |  | Sun | 2020-08-01 | 2020-08-31 | Constant | bar: Hr 1
Office_DataCenter_Large_EQUIP_SPEED | Equipment |  | Sat | 2020-08-01 | 2020-08-31 | Constant | bar: Hr 1
Office_DataCenter_Large_EQUIP_SPEED | Equipment |  | Wkdy ¦ Default | 2020-08-01 | 2020-08-31 | Constant | bar: Hr 1
Office_DataCenter_Large_EQUIP_SPEED | Equipment |  | Sun | 2020-09-01 | 2020-09-30 | Constant | Hr 1: 0.25
Office_DataCenter_Large_EQUIP_SPEED | Equipment |  | Sat | 2020-09-01 | 2020-09-30 | Constant | Hr 1: 0.25
Office_DataCenter_Large_EQUIP_SPEED | Equipment |  | Wkdy ¦ Default | 2020-09-01 | 2020-09-30 | Constant | Hr 1: 0.25
Office_DataCenter_Large_EQUIP_SPEED | Equipment |  | Sun | 2020-10-01 | 2020-10-31 | Constant | Hr 1: 0.5
Office_DataCenter_Large_EQUIP_SPEED | Equipment |  | Sat | 2020-10-01 | 2020-10-31 | Constant | Hr 1: 0.5
Office_DataCenter_Large_EQUIP_SPEED | Equipment |  | Wkdy ¦ Default | 2020-10-01 | 2020-10-31 | Constant | Hr 1: 0.5
Office_DataCenter_Large_EQUIP_SPEED | Equipment |  | Sun | 2020-11-01 | 2020-11-30 | Constant | Hr 1: 0.75
Office_DataCenter_Large_EQUIP_SPEED | Equipment |  | Sat | 2020-11-01 | 2020-11-30 | Constant | Hr 1: 0.75
Office_DataCenter_Large_EQUIP_SPEED | Equipment |  | Wkdy ¦ Default | 2020-11-01 | 2020-11-30 | Constant | Hr 1: 0.75
Office_DataCenter_Large_EQUIP_SPEED | Equipment |  | Sun | 2020-12-01 | 2020-12-31 | Constant | bar: Hr 1
Office_DataCenter_Large_EQUIP_SPEED | Equipment |  | Sat | 2020-12-01 | 2020-12-31 | Constant | bar: Hr 1
Office_DataCenter_Large_EQUIP_SPEED | Equipment |  | Wkdy ¦ Default | 2020-12-01 | 2020-12-31 | Constant | bar: Hr 1
Office_DataCenter_Medium_CLGSETP_SPEED | Thermostat Setpoint | C | WntrDsn | 2014-01-01 | 2014-12-31 | Constant | Hr 1: 23.9
Office_DataCenter_Medium_CLGSETP_SPEED | Thermostat Setpoint | C | SmrDsn | 2014-01-01 | 2014-12-31 | Constant | Hr 1: 23.9
Office_DataCenter_Medium_CLGSETP_SPEED | Thermostat Setpoint | C | Sun | 2014-01-01 | 2014-12-31 | Hourly | 25.6 | 25.6 | 25.6 | 25.6 | 25.6 | 25.6 | 25.6 | 25.6 | 25.6 | 25.6 | 25.6 | 25.6 | 25.6 | 25.6 | 25.6 | 25.6 | 25.6 | 25.6 | 25.6 | 25.6 | 25.6 | 25.6 | 25.6 | 25.6
Office_DataCenter_Medium_CLGSETP_SPEED | Thermostat Setpoint | C | Sat | 2014-01-01 | 2014-12-31 | Hourly | 25.6 | 25.6 | 25.6 | 25.6 | 25.6 | 25.6 | 23.9 | 23.9 | 23.9 | 23.9 | 23.9 | 23.9 | 23.9 | 23.9 | 23.9 | 23.9 | 23.9 | 25.6 | 25.6 | 25.6 | 25.6 | 25.6 | 25.6 | 25.6
Office_DataCenter_Medium_CLGSETP_SPEED | Thermostat Setpoint | C | Wkdy ¦ Default | 2014-01-01 | 2014-12-31 | Hourly | 25.6 | 25.6 | 25.6 | 25.6 | 25.6 | 25.6 | 23.9 | 23.9 | 23.9 | 23.9 | 23.9 | 23.9 | 23.9 | 23.9 | 23.9 | 23.9 | 23.9 | 23.9 | 23.9 | 23.9 | 23.9 | 23.9 | 25.6 | 25.6
Office_DataCenter_Medium_HTGSETP_SPEED | Thermostat Setpoint | C | WntrDsn | 2014-01-01 | 2014-12-31 | Constant | Hr 1: 21.1
Office_DataCenter_Medium_HTGSETP_SPEED | Thermostat Setpoint | C | SmrDsn | 2014-01-01 | 2014-12-31 | Constant | Hr 1: 21.1
Office_DataCenter_Medium_HTGSETP_SPEED | Thermostat Setpoint | C | Sun | 2014-01-01 | 2014-12-31 | Hourly | 19.4 | 19.4 | 19.4 | 19.4 | 19.4 | 19.4 | 19.4 | 19.4 | 19.4 | 19.4 | 19.4 | 19.4 | 19.4 | 19.4 | 19.4 | 19.4 | 19.4 | 19.4 | 19.4 | 19.4 | 19.4 | 19.4 | 19.4 | 19.4
Office_DataCenter_Medium_HTGSETP_SPEED | Thermostat Setpoint | C | Sat | 2014-01-01 | 2014-12-31 | Hourly | 19.4 | 19.4 | 19.4 | 19.4 | 19.4 | 19.4 | 21.1 | 21.1 | 21.1 | 21.1 | 21.1 | 21.1 | 21.1 | 21.1 | 21.1 | 21.1 | 21.1 | 19.4 | 19.4 | 19.4 | 19.4 | 19.4 | 19.4 | 19.4
Office_DataCenter_Medium_HTGSETP_SPEED | Thermostat Setpoint | C | Wkdy ¦ Default | 2014-01-01 | 2014-12-31 | Hourly | 19.4 | 19.4 | 19.4 | 19.4 | 19.4 | 19.4 | 21.1 | 21.1 | 21.1 | 21.1 | 21.1 | 21.1 | 21.1 | 21.1 | 21.1 | 21.1 | 21.1 | 21.1 | 21.1 | 21.1 | 21.1 | 21.1 | 19.4 | 19.4
Office_DataCenter_Medium_OCC_SPEED | Occupancy |  | WntrDsn | 2014-01-01 | 2014-12-31 | Constant | Hr 1: 0
Office_DataCenter_Medium_OCC_SPEED | Occupancy |  | SmrDsn | 2014-01-01 | 2014-12-31 | Constant | bar: Hr 1
Office_DataCenter_Medium_OCC_SPEED | Occupancy |  | Sun | 2014-01-01 | 2014-12-31 | Hourly | 0 | 0 | 0 | 0 | 0 | 0 | 0.05 | 0.05 | 0.05 | 0.05 | 0.05 | 0.05 | 0.05 | 0.05 | 0.05 | 0.05 | 0.05 | 0.05 | 0 | 0 | 0 | 0 | 0 | 0
Office_DataCenter_Medium_OCC_SPEED | Occupancy |  | Sat | 2014-01-01 | 2014-12-31 | Hourly | 0 | 0 | 0 | 0 | 0 | 0 | 0.1 | 0.1 | 0.3 | 0.3 | 0.3 | 0.3 | 0.1 | 0.1 | 0.1 | 0.1 | 0.1 | 0.05 | 0.05 | 0 | 0 | 0 | 0 | 0
Office_DataCenter_Medium_OCC_SPEED | Occupancy |  | Wkdy ¦ Default | 2014-01-01 | 2014-12-31 | Hourly | 0 | 0 | 0 | 0 | 0 | 0 | 0.1 | 0.2 | 0.95 | 0.95 | 0.95 | 0.95 | 0.5 | 0.95 | 0.95 | 0.95 | 0.95 | 0.3 | 0.1 | 0.1 | 0.1 | 0.1 | 0.05 | 0.05
Office_DataCenter_Medium_LIGHT_2007_SPEED | Lighting |  | WntrDsn | 2014-01-01 | 2014-12-31 | Constant | Hr 1: 0
Office_DataCenter_Medium_LIGHT_2007_SPEED | Lighting |  | SmrDsn | 2014-01-01 | 2014-12-31 | Constant | bar: Hr 1
Office_DataCenter_Medium_LIGHT_2007_SPEED | Lighting |  | Sun | 2014-01-01 | 2014-12-31 | Constant | Hr 1: 0.05
Office_DataCenter_Medium_LIGHT_2007_SPEED | Lighting |  | Sat | 2014-01-01 | 2014-12-31 | Hourly | 0.05 | 0.05 | 0.05 | 0.05 | 0.05 | 0.05 | 0.1 | 0.1 | 0.3 | 0.3 | 0.3 | 0.3 | 0.15 | 0.15 | 0.15 | 0.15 | 0.15 | 0.05 | 0.05 | 0.05 | 0.05 | 0.05 | 0.05 | 0.05
Office_DataCenter_Medium_LIGHT_2007_SPEED | Lighting |  | Wkdy ¦ Default | 2014-01-01 | 2014-12-31 | Hourly | 0.05 | 0.05 | 0.05 | 0.05 | 0.05 | 0.05 | 0.1 | 0.3 | 0.9 | 0.9 | 0.9 | 0.9 | 0.9 | 0.9 | 0.9 | 0.9 | 0.9 | 0.5 | 0.3 | 0.3 | 0.2 | 0.2 | 0.1 | 0.05
Office_DataCenter_Medium_LIGHT_2010_SPEED | Lighting |  | WntrDsn | 2014-01-01 | 2014-12-31 | Constant | Hr 1: 0
Office_DataCenter_Medium_LIGHT_2010_SPEED | Lighting |  | SmrDsn | 2014-01-01 | 2014-12-31 | Constant | bar: Hr 1
Office_DataCenter_Medium_LIGHT_2010_SPEED | Lighting |  | Sun | 2014-01-01 | 2014-12-31 | Constant | Hr 1: 0.05
Office_DataCenter_Medium_LIGHT_2010_SPEED | Lighting |  | Sat | 2014-01-01 | 2014-12-31 | Hourly | 0.05 | 0.05 | 0.05 | 0.05 | 0.05 | 0.05 | 0.1 | 0.1 | 0.3 | 0.3 | 0.3 | 0.3 | 0.15 | 0.15 | 0.15 | 0.15 | 0.15 | 0.05 | 0.05 | 0.05 | 0.05 | 0.05 | 0.05 | 0.05
Office_DataCenter_Medium_LIGHT_2010_SPEED | Lighting |  | Wkdy ¦ Default | 2014-01-01 | 2014-12-31 | Hourly | 0.05 | 0.05 | 0.05 | 0.05 | 0.05 | 0.05 | 0.1 | 0.3 | 0.9 | 0.9 | 0.9 | 0.9 | 0.9 | 0.9 | 0.9 | 0.9 | 0.9 | 0.5 | 0.3 | 0.3 | 0.2 | 0.2 | 0.1 | 0.05
Office_DataCenter_Medium_LIGHT_2013_SPEED | Lighting |  | WntrDsn | 2014-01-01 | 2014-12-31 | Constant | Hr 1: 0
Office_DataCenter_Medium_LIGHT_2013_SPEED | Lighting |  | SmrDsn | 2014-01-01 | 2014-12-31 | Constant | bar: Hr 1
Office_DataCenter_Medium_LIGHT_2013_SPEED | Lighting |  | Sun | 2014-01-01 | 2014-12-31 | Constant | Hr 1: 0.05
Office_DataCenter_Medium_LIGHT_2013_SPEED | Lighting |  | Sat | 2014-01-01 | 2014-12-31 | Hourly | 0.05 | 0.05 | 0.05 | 0.05 | 0.05 | 0.05 | 0.1 | 0.1 | 0.3 | 0.3 | 0.3 | 0.3 | 0.15 | 0.15 | 0.15 | 0.15 | 0.15 | 0.05 | 0.05 | 0.05 | 0.05 | 0.05 | 0.05 | 0.05
Office_DataCenter_Medium_LIGHT_2013_SPEED | Lighting |  | Wkdy ¦ Default | 2014-01-01 | 2014-12-31 | Hourly | 0.05 | 0.05 | 0.05 | 0.05 | 0.05 | 0.05 | 0.1 | 0.3 | 0.9 | 0.9 | 0.9 | 0.9 | 0.9 | 0.9 | 0.9 | 0.9 | 0.9 | 0.5 | 0.3 | 0.3 | 0.2 | 0.2 | 0.1 | 0.05
Office_DataCenter_Medium_INFIL_SPEED | Infiltration |  | WntrDsn | 2014-01-01 | 2014-12-31 | Constant | bar: Hr 1
Office_DataCenter_Medium_INFIL_SPEED | Infiltration |  | SmrDsn | 2014-01-01 | 2014-12-31 | Constant | bar: Hr 1
Office_DataCenter_Medium_INFIL_SPEED | Infiltration |  | Sun | 2014-01-01 | 2014-12-31 | Hourly | bar: Hr 1 to Hr 24
Office_DataCenter_Medium_INFIL_SPEED | Infiltration |  | Sat | 2014-01-01 | 2014-12-31 | Hourly | 1 | 1 | 1 | 1 | 1 | 1 | 1 | 1 | 0.5 | 0.5 | 0.5 | 0.5 | 0.5 | 0.5 | 0.5 | 0.5 | 0.5 | 1 | 1 | 1 | 1 | 1 | 1 | 1
Office_DataCenter_Medium_INFIL_SPEED | Infiltration |  | Wkdy ¦ Default | 2014-01-01 | 2014-12-31 | Hourly | 1 | 1 | 1 | 1 | 1 | 1 | 0.5 | 0.5 | 0.5 | 0.5 | 0.5 | 0.5 | 0.5 | 0.5 | 0.5 | 0.5 | 0.5 | 0.5 | 0.5 | 0.5 | 0.5 | 0.5 | 1 | 1
Office_DataCenter_Medium_ACTIVITY_SPEED | Activity | W | WntrDsn | 2014-01-01 | 2014-12-31 | Constant | Hr 1: 120
Office_DataCenter_Medium_ACTIVITY_SPEED | Activity | W | SmrDsn | 2014-01-01 | 2014-12-31 | Constant | Hr 1: 120
Office_DataCenter_Medium_ACTIVITY_SPEED | Activity | W | Sun | 2014-01-01 | 2014-12-31 | Constant | Hr 1: 120
Office_DataCenter_Medium_ACTIVITY_SPEED | Activity | W | Sat | 2014-01-01 | 2014-12-31 | Constant | Hr 1: 120
Office_DataCenter_Medium_ACTIVITY_SPEED | Activity | W | Wkdy ¦ Default | 2014-01-01 | 2014-12-31 | Constant | Hr 1: 120
Office_DataCenter_Medium_OA_SPEED | OA Air |  | WntrDsn | 2014-01-01 | 2014-12-31 | Constant | bar: Hr 1
Office_DataCenter_Medium_OA_SPEED | OA Air |  | SmrDsn | 2014-01-01 | 2014-12-31 | Constant | bar: Hr 1
Office_DataCenter_Medium_OA_SPEED | OA Air |  | Sun | 2014-01-01 | 2014-12-31 | Hourly | 0 | 0 | 0 | 0 | 0 | 0 | 0 | 0 | 0 | 0 | 0 | 0 | 0 | 0 | 0 | 0 | 0 | 0 | 0 | 0 | 0 | 0 | 0 | 0
Office_DataCenter_Medium_OA_SPEED | OA Air |  | Sat | 2014-01-01 | 2014-12-31 | Hourly | 0 | 0 | 0 | 0 | 0 | 0 | 1 | 1 | 1 | 1 | 1 | 1 | 1 | 1 | 1 | 1 | 1 | 0 | 0 | 0 | 0 | 0 | 0 | 0
Office_DataCenter_Medium_OA_SPEED | OA Air |  | Wkdy ¦ Default | 2014-01-01 | 2014-12-31 | Hourly | 0 | 0 | 0 | 0 | 0 | 0 | 1 | 1 | 1 | 1 | 1 | 1 | 1 | 1 | 1 | 1 | 1 | 1 | 1 | 1 | 1 | 1 | 0 | 0
Office_DataCenter_Medium_EQUIP_SPEED | Equipment |  | WntrDsn | 2014-01-01 | 2014-12-31 | Constant | Hr 1: 0
Office_DataCenter_Medium_EQUIP_SPEED | Equipment |  | SmrDsn | 2014-01-01 | 2014-12-31 | Constant | bar: Hr 1
Office_DataCenter_Medium_EQUIP_SPEED | Equipment |  | Sun | 2020-01-01 | 2020-01-31 | Constant | Hr 1: 0.25
Office_DataCenter_Medium_EQUIP_SPEED | Equipment |  | Sat | 2020-01-01 | 2020-01-31 | Constant | Hr 1: 0.25
Office_DataCenter_Medium_EQUIP_SPEED | Equipment |  | Wkdy ¦ Default | 2020-01-01 | 2020-01-31 | Constant | Hr 1: 0.25
Office_DataCenter_Medium_EQUIP_SPEED | Equipment |  | Sun | 2020-02-01 | 2020-02-28 | Constant | Hr 1: 0.5
Office_DataCenter_Medium_EQUIP_SPEED | Equipment |  | Sat | 2020-02-01 | 2020-02-28 | Constant | Hr 1: 0.5
Office_DataCenter_Medium_EQUIP_SPEED | Equipment |  | Wkdy ¦ Default | 2020-02-01 | 2020-02-28 | Constant | Hr 1: 0.5
Office_DataCenter_Medium_EQUIP_SPEED | Equipment |  | Sun | 2020-03-01 | 2020-03-31 | Constant | Hr 1: 0.75
Office_DataCenter_Medium_EQUIP_SPEED | Equipment |  | Sat | 2020-03-01 | 2020-03-31 | Constant | Hr 1: 0.75
Office_DataCenter_Medium_EQUIP_SPEED | Equipment |  | Wkdy ¦ Default | 2020-03-01 | 2020-03-31 | Constant | Hr 1: 0.75
Office_DataCenter_Medium_EQUIP_SPEED | Equipment |  | Sun | 2020-04-01 | 2020-04-30 | Constant | bar: Hr 1
Office_DataCenter_Medium_EQUIP_SPEED | Equipment |  | Sat | 2020-04-01 | 2020-04-30 | Constant | bar: Hr 1
Office_DataCenter_Medium_EQUIP_SPEED | Equipment |  | Wkdy ¦ Default | 2020-04-01 | 2020-04-30 | Constant | bar: Hr 1
Office_DataCenter_Medium_EQUIP_SPEED | Equipment |  | Sun | 2020-05-01 | 2020-05-31 | Constant | Hr 1: 0.25
Office_DataCenter_Medium_EQUIP_SPEED | Equipment |  | Sat | 2020-05-01 | 2020-05-31 | Constant | Hr 1: 0.25
Office_DataCenter_Medium_EQUIP_SPEED | Equipment |  | Wkdy ¦ Default | 2020-05-01 | 2020-05-31 | Constant | Hr 1: 0.25
Office_DataCenter_Medium_EQUIP_SPEED | Equipment |  | Sun | 2020-06-01 | 2020-06-30 | Constant | Hr 1: 0.5
Office_DataCenter_Medium_EQUIP_SPEED | Equipment |  | Sat | 2020-06-01 | 2020-06-30 | Constant | Hr 1: 0.5
Office_DataCenter_Medium_EQUIP_SPEED | Equipment |  | Wkdy ¦ Default | 2020-06-01 | 2020-06-30 | Constant | Hr 1: 0.5
Office_DataCenter_Medium_EQUIP_SPEED | Equipment |  | Sun | 2020-07-01 | 2020-07-31 | Constant | Hr 1: 0.75
Office_DataCenter_Medium_EQUIP_SPEED | Equipment |  | Sat | 2020-07-01 | 2020-07-31 | Constant | Hr 1: 0.75
Office_DataCenter_Medium_EQUIP_SPEED | Equipment |  | Wkdy ¦ Default | 2020-07-01 | 2020-07-31 | Constant | Hr 1: 0.75
Office_DataCenter_Medium_EQUIP_SPEED | Equipment |  | Sun | 2020-08-01 | 2020-08-31 | Constant | bar: Hr 1
Office_DataCenter_Medium_EQUIP_SPEED | Equipment |  | Sat | 2020-08-01 | 2020-08-31 | Constant | bar: Hr 1
Office_DataCenter_Medium_EQUIP_SPEED | Equipment |  | Wkdy ¦ Default | 2020-08-01 | 2020-08-31 | Constant | bar: Hr 1
Office_DataCenter_Medium_EQUIP_SPEED | Equipment |  | Sun | 2020-09-01 | 2020-09-30 | Constant | Hr 1: 0.25
Office_DataCenter_Medium_EQUIP_SPEED | Equipment |  | Sat | 2020-09-01 | 2020-09-30 | Constant | Hr 1: 0.25
Office_DataCenter_Medium_EQUIP_SPEED | Equipment |  | Wkdy ¦ Default | 2020-09-01 | 2020-09-30 | Constant | Hr 1: 0.25
Office_DataCenter_Medium_EQUIP_SPEED | Equipment |  | Sun | 2020-10-01 | 2020-10-31 | Constant | Hr 1: 0.5
Office_DataCenter_Medium_EQUIP_SPEED | Equipment |  | Sat | 2020-10-01 | 2020-10-31 | Constant | Hr 1: 0.5
Office_DataCenter_Medium_EQUIP_SPEED | Equipment |  | Wkdy ¦ Default | 2020-10-01 | 2020-10-31 | Constant | Hr 1: 0.5
Office_DataCenter_Medium_EQUIP_SPEED | Equipment |  | Sun | 2020-11-01 | 2020-11-30 | Constant | Hr 1: 0.75
Office_DataCenter_Medium_EQUIP_SPEED | Equipment |  | Sat | 2020-11-01 | 2020-11-30 | Constant | Hr 1: 0.75
Office_DataCenter_Medium_EQUIP_SPEED | Equipment |  | Wkdy ¦ Default | 2020-11-01 | 2020-11-30 | Constant | Hr 1: 0.75
Office_DataCenter_Medium_EQUIP_SPEED | Equipment |  | Sun | 2020-12-01 | 2020-12-31 | Constant | bar: Hr 1
Office_DataCenter_Medium_EQUIP_SPEED | Equipment |  | Sat | 2020-12-01 | 2020-12-31 | Constant | bar: Hr 1
Office_DataCenter_Medium_EQUIP_SPEED | Equipment |  | Wkdy ¦ Default | 2020-12-01 | 2020-12-31 | Constant | bar: Hr 1
Office_DataCenter_Small_CLGSETP_SPEED | Thermostat Setpoint | C | WntrDsn | 2014-01-01 | 2014-12-31 | Constant | Hr 1: 23.9
Office_DataCenter_Small_CLGSETP_SPEED | Thermostat Setpoint | C | SmrDsn | 2014-01-01 | 2014-12-31 | Constant | Hr 1: 23.9
Office_DataCenter_Small_CLGSETP_SPEED | Thermostat Setpoint | C | Sun | 2014-01-01 | 2014-12-31 | Constant | Hr 1: 25.6
Office_DataCenter_Small_CLGSETP_SPEED | Thermostat Setpoint | C | Sat | 2014-01-01 | 2014-12-31 | Constant | Hr 1: 25.6
Office_DataCenter_Small_CLGSETP_SPEED | Thermostat Setpoint | C | Wkdy ¦ Default | 2014-01-01 | 2014-12-31 | Hourly | 25.6 | 25.6 | 25.6 | 25.6 | 25.6 | 25.6 | 23.9 | 23.9 | 23.9 | 23.9 | 23.9 | 23.9 | 23.9 | 23.9 | 23.9 | 23.9 | 23.9 | 23.9 | 23.9 | 23.9 | 23.9 | 23.9 | 25.6 | 25.6
Office_DataCenter_Small_HTGSETP_SPEED | Thermostat Setpoint | C | WntrDsn | 2014-01-01 | 2014-12-31 | Constant | Hr 1: 21.1
Office_DataCenter_Small_HTGSETP_SPEED | Thermostat Setpoint | C | SmrDsn | 2014-01-01 | 2014-12-31 | Constant | Hr 1: 21.1
Office_DataCenter_Small_HTGSETP_SPEED | Thermostat Setpoint | C | Sun | 2014-01-01 | 2014-12-31 | Constant | Hr 1: 19.4
Office_DataCenter_Small_HTGSETP_SPEED | Thermostat Setpoint | C | Sat | 2014-01-01 | 2014-12-31 | Constant | Hr 1: 19.4
Office_DataCenter_Small_HTGSETP_SPEED | Thermostat Setpoint | C | Wkdy ¦ Default | 2014-01-01 | 2014-12-31 | Hourly | 19.4 | 19.4 | 19.4 | 19.4 | 19.4 | 19.4 | 21.1 | 21.1 | 21.1 | 21.1 | 21.1 | 21.1 | 21.1 | 21.1 | 21.1 | 21.1 | 21.1 | 21.1 | 21.1 | 21.1 | 21.1 | 21.1 | 19.4 | 19.4
Office_DataCenter_Small_OCC_SPEED | Occupancy |  | WntrDsn | 2014-01-01 | 2014-12-31 | Constant | Hr 1: 0
Office_DataCenter_Small_OCC_SPEED | Occupancy |  | SmrDsn | 2014-01-01 | 2014-12-31 | Constant | bar: Hr 1
Office_DataCenter_Small_OCC_SPEED | Occupancy |  | Sun | 2014-01-01 | 2014-12-31 | Constant | Hr 1: 0
Office_DataCenter_Small_OCC_SPEED | Occupancy |  | Sat | 2014-01-01 | 2014-12-31 | Constant | Hr 1: 0
Office_DataCenter_Small_OCC_SPEED | Occupancy |  | Wkdy ¦ Default | 2014-01-01 | 2014-12-31 | Hourly | 0 | 0 | 0 | 0 | 0 | 0 | 0.11 | 0.21 | 1 | 1 | 1 | 1 | 0.53 | 1 | 1 | 1 | 1 | 0.32 | 0.11 | 0.11 | 0.11 | 0.11 | 0.05 | 0
Office_DataCenter_Small_LIGHT_2007_SPEED | Lighting |  | WntrDsn | 2014-01-01 | 2014-12-31 | Constant | Hr 1: 0
Office_DataCenter_Small_LIGHT_2007_SPEED | Lighting |  | SmrDsn | 2014-01-01 | 2014-12-31 | Constant | bar: Hr 1
Office_DataCenter_Small_LIGHT_2007_SPEED | Lighting |  | Sun | 2014-01-01 | 2014-12-31 | Constant | Hr 1: 0.05
Office_DataCenter_Small_LIGHT_2007_SPEED | Lighting |  | Sat | 2014-01-01 | 2014-12-31 | Hourly | 0.05 | 0.05 | 0.05 | 0.05 | 0.05 | 0.05 | 0.1 | 0.1 | 0.3 | 0.3 | 0.3 | 0.3 | 0.15 | 0.15 | 0.15 | 0.15 | 0.15 | 0.05 | 0.05 | 0.05 | 0.05 | 0.05 | 0.05 | 0.05
Office_DataCenter_Small_LIGHT_2007_SPEED | Lighting |  | Wkdy ¦ Default | 2014-01-01 | 2014-12-31 | Hourly | 0.05 | 0.05 | 0.05 | 0.05 | 0.05 | 0.05 | 0.1 | 0.3 | 0.9 | 0.9 | 0.9 | 0.9 | 0.9 | 0.9 | 0.9 | 0.9 | 0.9 | 0.5 | 0.3 | 0.3 | 0.2 | 0.2 | 0.1 | 0.05
Office_DataCenter_Small_LIGHT_2010_SPEED | Lighting |  | WntrDsn | 2014-01-01 | 2014-12-31 | Constant | Hr 1: 0
Office_DataCenter_Small_LIGHT_2010_SPEED | Lighting |  | SmrDsn | 2014-01-01 | 2014-12-31 | Constant | bar: Hr 1
Office_DataCenter_Small_LIGHT_2010_SPEED | Lighting |  | Sun | 2014-01-01 | 2014-12-31 | Constant | Hr 1: 0.05
Office_DataCenter_Small_LIGHT_2010_SPEED | Lighting |  | Sat | 2014-01-01 | 2014-12-31 | Hourly | 0.05 | 0.05 | 0.05 | 0.05 | 0.05 | 0.05 | 0.1 | 0.1 | 0.3 | 0.3 | 0.3 | 0.3 | 0.15 | 0.15 | 0.15 | 0.15 | 0.15 | 0.05 | 0.05 | 0.05 | 0.05 | 0.05 | 0.05 | 0.05
Office_DataCenter_Small_LIGHT_2010_SPEED | Lighting |  | Wkdy ¦ Default | 2014-01-01 | 2014-12-31 | Hourly | 0.05 | 0.05 | 0.05 | 0.05 | 0.05 | 0.05 | 0.1 | 0.3 | 0.9 | 0.9 | 0.9 | 0.9 | 0.9 | 0.9 | 0.9 | 0.9 | 0.9 | 0.5 | 0.3 | 0.3 | 0.2 | 0.2 | 0.1 | 0.05
Office_DataCenter_Small_LIGHT_2013_SPEED | Lighting |  | WntrDsn | 2014-01-01 | 2014-12-31 | Constant | Hr 1: 0
Office_DataCenter_Small_LIGHT_2013_SPEED | Lighting |  | SmrDsn | 2014-01-01 | 2014-12-31 | Constant | bar: Hr 1
Office_DataCenter_Small_LIGHT_2013_SPEED | Lighting |  | Sun | 2014-01-01 | 2014-12-31 | Constant | Hr 1: 0.05
Office_DataCenter_Small_LIGHT_2013_SPEED | Lighting |  | Sat | 2014-01-01 | 2014-12-31 | Hourly | 0.05 | 0.05 | 0.05 | 0.05 | 0.05 | 0.05 | 0.1 | 0.1 | 0.3 | 0.3 | 0.3 | 0.3 | 0.15 | 0.15 | 0.15 | 0.15 | 0.15 | 0.05 | 0.05 | 0.05 | 0.05 | 0.05 | 0.05 | 0.05
Office_DataCenter_Small_LIGHT_2013_SPEED | Lighting |  | Wkdy ¦ Default | 2014-01-01 | 2014-12-31 | Hourly | 0.05 | 0.05 | 0.05 | 0.05 | 0.05 | 0.05 | 0.1 | 0.3 | 0.9 | 0.9 | 0.9 | 0.9 | 0.9 | 0.9 | 0.9 | 0.9 | 0.9 | 0.5 | 0.3 | 0.3 | 0.2 | 0.2 | 0.1 | 0.05
Office_DataCenter_Small_INFIL_SPEED | Infiltration |  | WntrDsn | 2014-01-01 | 2014-12-31 | Constant | bar: Hr 1
Office_DataCenter_Small_INFIL_SPEED | Infiltration |  | SmrDsn | 2014-01-01 | 2014-12-31 | Constant | bar: Hr 1
Office_DataCenter_Small_INFIL_SPEED | Infiltration |  | Sun | 2014-01-01 | 2014-12-31 | Constant | bar: Hr 1
Office_DataCenter_Small_INFIL_SPEED | Infiltration |  | Sat | 2014-01-01 | 2014-12-31 | Constant | bar: Hr 1
Office_DataCenter_Small_INFIL_SPEED | Infiltration |  | Wkdy ¦ Default | 2014-01-01 | 2014-12-31 | Hourly | 1 | 1 | 1 | 1 | 1 | 1 | 0.5 | 0.5 | 0.5 | 0.5 | 0.5 | 0.5 | 0.5 | 0.5 | 0.5 | 0.5 | 0.5 | 0.5 | 0.5 | 0.5 | 0.5 | 0.5 | 1 | 1
Office_DataCenter_Small_ACTIVITY_SPEED | Activity | W | WntrDsn | 2014-01-01 | 2014-12-31 | Constant | Hr 1: 120
Office_DataCenter_Small_ACTIVITY_SPEED | Activity | W | SmrDsn | 2014-01-01 | 2014-12-31 | Constant | Hr 1: 120
Office_DataCenter_Small_ACTIVITY_SPEED | Activity | W | Sun | 2014-01-01 | 2014-12-31 | Constant | Hr 1: 120
Office_DataCenter_Small_ACTIVITY_SPEED | Activity | W | Sat | 2014-01-01 | 2014-12-31 | Constant | Hr 1: 120
Office_DataCenter_Small_ACTIVITY_SPEED | Activity | W | Wkdy ¦ Default | 2014-01-01 | 2014-12-31 | Constant | Hr 1: 120
Office_DataCenter_Small_OA_SPEED | OA Air |  | WntrDsn | 2014-01-01 | 2014-12-31 | Constant | bar: Hr 1
Office_DataCenter_Small_OA_SPEED | OA Air |  | SmrDsn | 2014-01-01 | 2014-12-31 | Constant | bar: Hr 1
Office_DataCenter_Small_OA_SPEED | OA Air |  | Sun | 2014-01-01 | 2014-12-31 | Constant | Hr 1: 0
Office_DataCenter_Small_OA_SPEED | OA Air |  | Sat | 2014-01-01 | 2014-12-31 | Constant | Hr 1: 0
Office_DataCenter_Small_OA_SPEED | OA Air |  | Wkdy ¦ Default | 2014-01-01 | 2014-12-31 | Hourly | 0 | 0 | 0 | 0 | 0 | 0 | 1 | 1 | 1 | 1 | 1 | 1 | 1 | 1 | 1 | 1 | 1 | 1 | 1 | 1 | 1 | 1 | 0 | 0
Office_DataCenter_Small_EQUIP_SPEED | Equipment |  | WntrDsn | 2014-01-01 | 2014-12-31 | Constant | Hr 1: 0
Office_DataCenter_Small_EQUIP_SPEED | Equipment |  | SmrDsn | 2014-01-01 | 2014-12-31 | Constant | bar: Hr 1
Office_DataCenter_Small_EQUIP_SPEED | Equipment |  | Sun | 2020-01-01 | 2020-01-31 | Constant | Hr 1: 0.25
Office_DataCenter_Small_EQUIP_SPEED | Equipment |  | Sat | 2020-01-01 | 2020-01-31 | Constant | Hr 1: 0.25
Office_DataCenter_Small_EQUIP_SPEED | Equipment |  | Wkdy ¦ Default | 2020-01-01 | 2020-01-31 | Constant | Hr 1: 0.25
Office_DataCenter_Small_EQUIP_SPEED | Equipment |  | Sun | 2020-02-01 | 2020-02-28 | Constant | Hr 1: 0.5
Office_DataCenter_Small_EQUIP_SPEED | Equipment |  | Sat | 2020-02-01 | 2020-02-28 | Constant | Hr 1: 0.5
Office_DataCenter_Small_EQUIP_SPEED | Equipment |  | Wkdy ¦ Default | 2020-02-01 | 2020-02-28 | Constant | Hr 1: 0.5
Office_DataCenter_Small_EQUIP_SPEED | Equipment |  | Sun | 2020-03-01 | 2020-03-31 | Constant | Hr 1: 0.75
Office_DataCenter_Small_EQUIP_SPEED | Equipment |  | Sat | 2020-03-01 | 2020-03-31 | Constant | Hr 1: 0.75
Office_DataCenter_Small_EQUIP_SPEED | Equipment |  | Wkdy ¦ Default | 2020-03-01 | 2020-03-31 | Constant | Hr 1: 0.75
Office_DataCenter_Small_EQUIP_SPEED | Equipment |  | Sun | 2020-04-01 | 2020-04-30 | Constant | bar: Hr 1
Office_DataCenter_Small_EQUIP_SPEED | Equipment |  | Sat | 2020-04-01 | 2020-04-30 | Constant | bar: Hr 1
Office_DataCenter_Small_EQUIP_SPEED | Equipment |  | Wkdy ¦ Default | 2020-04-01 | 2020-04-30 | Constant | bar: Hr 1
Office_DataCenter_Small_EQUIP_SPEED | Equipment |  | Sun | 2020-05-01 | 2020-05-31 | Constant | Hr 1: 0.25
Office_DataCenter_Small_EQUIP_SPEED | Equipment |  | Sat | 2020-05-01 | 2020-05-31 | Constant | Hr 1: 0.25
Office_DataCenter_Small_EQUIP_SPEED | Equipment |  | Wkdy ¦ Default | 2020-05-01 | 2020-05-31 | Constant | Hr 1: 0.25
Office_DataCenter_Small_EQUIP_SPEED | Equipment |  | Sun | 2020-06-01 | 2020-06-30 | Constant | Hr 1: 0.5
Office_DataCenter_Small_EQUIP_SPEED | Equipment |  | Sat | 2020-06-01 | 2020-06-30 | Constant | Hr 1: 0.5
Office_DataCenter_Small_EQUIP_SPEED | Equipment |  | Wkdy ¦ Default | 2020-06-01 | 2020-06-30 | Constant | Hr 1: 0.5
Office_DataCenter_Small_EQUIP_SPEED | Equipment |  | Sun | 2020-07-01 | 2020-07-31 | Constant | Hr 1: 0.75
Office_DataCenter_Small_EQUIP_SPEED | Equipment |  | Sat | 2020-07-01 | 2020-07-31 | Constant | Hr 1: 0.75
Office_DataCenter_Small_EQUIP_SPEED | Equipment |  | Wkdy ¦ Default | 2020-07-01 | 2020-07-31 | Constant | Hr 1: 0.75
Office_DataCenter_Small_EQUIP_SPEED | Equipment |  | Sun | 2020-08-01 | 2020-08-31 | Constant | bar: Hr 1
Office_DataCenter_Small_EQUIP_SPEED | Equipment |  | Sat | 2020-08-01 | 2020-08-31 | Constant | bar: Hr 1
Office_DataCenter_Small_EQUIP_SPEED | Equipment |  | Wkdy ¦ Default | 2020-08-01 | 2020-08-31 | Constant | bar: Hr 1
Office_DataCenter_Small_EQUIP_SPEED | Equipment |  | Sun | 2020-09-01 | 2020-09-30 | Constant | Hr 1: 0.25
Office_DataCenter_Small_EQUIP_SPEED | Equipment |  | Sat | 2020-09-01 | 2020-09-30 | Constant | Hr 1: 0.25
Office_DataCenter_Small_EQUIP_SPEED | Equipment |  | Wkdy ¦ Default | 2020-09-01 | 2020-09-30 | Constant | Hr 1: 0.25
Office_DataCenter_Small_EQUIP_SPEED | Equipment |  | Sun | 2020-10-01 | 2020-10-31 | Constant | Hr 1: 0.5
Office_DataCenter_Small_EQUIP_SPEED | Equipment |  | Sat | 2020-10-01 | 2020-10-31 | Constant | Hr 1: 0.5
Office_DataCenter_Small_EQUIP_SPEED | Equipment |  | Wkdy ¦ Default | 2020-10-01 | 2020-10-31 | Constant | Hr 1: 0.5
Office_DataCenter_Small_EQUIP_SPEED | Equipment |  | Sun | 2020-11-01 | 2020-11-30 | Constant | Hr 1: 0.75
Office_DataCenter_Small_EQUIP_SPEED | Equipment |  | Sat | 2020-11-01 | 2020-11-30 | Constant | Hr 1: 0.75
Office_DataCenter_Small_EQUIP_SPEED | Equipment |  | Wkdy ¦ Default | 2020-11-01 | 2020-11-30 | Constant | Hr 1: 0.75
Office_DataCenter_Small_EQUIP_SPEED | Equipment |  | Sun | 2020-12-01 | 2020-12-31 | Constant | bar: Hr 1
Office_DataCenter_Small_EQUIP_SPEED | Equipment |  | Sat | 2020-12-01 | 2020-12-31 | Constant | bar: Hr 1
Office_DataCenter_Small_EQUIP_SPEED | Equipment |  | Wkdy ¦ Default | 2020-12-01 | 2020-12-31 | Constant | bar: Hr 1
DataCenter_HighITE_CLGSETP_SPEED | Thermostat Setpoint | C | WntrDsn | 2014-01-01 | 2014-12-31 | Constant | Hr 1: 23.9
DataCenter_HighITE_CLGSETP_SPEED | Thermostat Setpoint | C | SmrDsn | 2014-01-01 | 2014-12-31 | Constant | Hr 1: 23.9
DataCenter_HighITE_CLGSETP_SPEED | Thermostat Setpoint | C | Sun | 2014-01-01 | 2014-12-31 | Constant | Hr 1: 25.6
DataCenter_HighITE_CLGSETP_SPEED | Thermostat Setpoint | C | Sat | 2014-01-01 | 2014-12-31 | Constant | Hr 1: 25.6
DataCenter_HighITE_CLGSETP_SPEED | Thermostat Setpoint | C | Wkdy ¦ Default | 2014-01-01 | 2014-12-31 | Constant | Hr 1: 25.6
DataCenter_HighITE_HTGSETP_SPEED | Thermostat Setpoint | C | WntrDsn | 2014-01-01 | 2014-12-31 | Constant | Hr 1: 21.1
DataCenter_HighITE_HTGSETP_SPEED | Thermostat Setpoint | C | SmrDsn | 2014-01-01 | 2014-12-31 | Constant | Hr 1: 21.1
DataCenter_HighITE_HTGSETP_SPEED | Thermostat Setpoint | C | Sun | 2014-01-01 | 2014-12-31 | Constant | Hr 1: 19.4
DataCenter_HighITE_HTGSETP_SPEED | Thermostat Setpoint | C | Sat | 2014-01-01 | 2014-12-31 | Constant | Hr 1: 19.4
DataCenter_HighITE_HTGSETP_SPEED | Thermostat Setpoint | C | Wkdy ¦ Default | 2014-01-01 | 2014-12-31 | Constant | Hr 1: 19.4
DataCenter_HighITE_OCC_SPEED | Occupancy |  | WntrDsn | 2014-01-01 | 2014-12-31 | Constant | Hr 1: 0
DataCenter_HighITE_OCC_SPEED | Occupancy |  | SmrDsn | 2014-01-01 | 2014-12-31 | Constant | bar: Hr 1
DataCenter_HighITE_OCC_SPEED | Occupancy |  | Sun | 2014-01-01 | 2014-12-31 | Constant | Hr 1: 0
DataCenter_HighITE_OCC_SPEED | Occupancy |  | Sat | 2014-01-01 | 2014-12-31 | Constant | Hr 1: 0
DataCenter_HighITE_OCC_SPEED | Occupancy |  | Wkdy ¦ Default | 2014-01-01 | 2014-12-31 | Constant | Hr 1: 0
DataCenter_HighITE_LIGHT_2007_SPEED | Lighting |  | WntrDsn | 2014-01-01 | 2014-12-31 | Constant | Hr 1: 0
DataCenter_HighITE_LIGHT_2007_SPEED | Lighting |  | SmrDsn | 2014-01-01 | 2014-12-31 | Constant | bar: Hr 1
DataCenter_HighITE_LIGHT_2007_SPEED | Lighting |  | Sun | 2014-01-01 | 2014-12-31 | Constant | bar: Hr 1
DataCenter_HighITE_LIGHT_2007_SPEED | Lighting |  | Sat | 2014-01-01 | 2014-12-31 | Constant | bar: Hr 1
DataCenter_HighITE_LIGHT_2007_SPEED | Lighting |  | Wkdy ¦ Default | 2014-01-01 | 2014-12-31 | Constant | bar: Hr 1
DataCenter_HighITE_LIGHT_2010_SPEED | Lighting |  | WntrDsn | 2014-01-01 | 2014-12-31 | Constant | Hr 1: 0
DataCenter_HighITE_LIGHT_2010_SPEED | Lighting |  | SmrDsn | 2014-01-01 | 2014-12-31 | Constant | bar: Hr 1
DataCenter_HighITE_LIGHT_2010_SPEED | Lighting |  | Sun | 2014-01-01 | 2014-12-31 | Constant | bar: Hr 1
DataCenter_HighITE_LIGHT_2010_SPEED | Lighting |  | Sat | 2014-01-01 | 2014-12-31 | Constant | bar: Hr 1
DataCenter_HighITE_LIGHT_2010_SPEED | Lighting |  | Wkdy ¦ Default | 2014-01-01 | 2014-12-31 | Constant | bar: Hr 1
DataCenter_HighITE_LIGHT_2013_SPEED | Lighting |  | WntrDsn | 2014-01-01 | 2014-12-31 | Constant | Hr 1: 0
DataCenter_HighITE_LIGHT_2013_SPEED | Lighting |  | SmrDsn | 2014-01-01 | 2014-12-31 | Constant | bar: Hr 1
DataCenter_HighITE_LIGHT_2013_SPEED | Lighting |  | Sun | 2014-01-01 | 2014-12-31 | Constant | bar: Hr 1
DataCenter_HighITE_LIGHT_2013_SPEED | Lighting |  | Sat | 2014-01-01 | 2014-12-31 | Constant | bar: Hr 1
DataCenter_HighITE_LIGHT_2013_SPEED | Lighting |  | Wkdy ¦ Default | 2014-01-01 | 2014-12-31 | Constant | bar: Hr 1
DataCenter_HighITE_INFIL_SPEED | Infiltration |  | WntrDsn | 2014-01-01 | 2014-12-31 | Constant | bar: Hr 1
DataCenter_HighITE_INFIL_SPEED | Infiltration |  | SmrDsn | 2014-01-01 | 2014-12-31 | Constant | bar: Hr 1
DataCenter_HighITE_INFIL_SPEED | Infiltration |  | Sun | 2014-01-01 | 2014-12-31 | Constant | bar: Hr 1
DataCenter_HighITE_INFIL_SPEED | Infiltration |  | Sat | 2014-01-01 | 2014-12-31 | Constant | bar: Hr 1
DataCenter_HighITE_INFIL_SPEED | Infiltration |  | Wkdy ¦ Default | 2014-01-01 | 2014-12-31 | Constant | bar: Hr 1
DataCenter_HighITE_ACTIVITY_SPEED | Activity | W | WntrDsn | 2014-01-01 | 2014-12-31 | Constant | Hr 1: 120
DataCenter_HighITE_ACTIVITY_SPEED | Activity | W | SmrDsn | 2014-01-01 | 2014-12-31 | Constant | Hr 1: 120
DataCenter_HighITE_ACTIVITY_SPEED | Activity | W | Sun | 2014-01-01 | 2014-12-31 | Constant | Hr 1: 120
DataCenter_HighITE_ACTIVITY_SPEED | Activity | W | Sat | 2014-01-01 | 2014-12-31 | Constant | Hr 1: 120
DataCenter_HighITE_ACTIVITY_SPEED | Activity | W | Wkdy ¦ Default | 2014-01-01 | 2014-12-31 | Constant | Hr 1: 120
DataCenter_HighITE_OA_SPEED | OA Air |  | WntrDsn | 2014-01-01 | 2014-12-31 | Constant | bar: Hr 1
DataCenter_HighITE_OA_SPEED | OA Air |  | SmrDsn | 2014-01-01 | 2014-12-31 | Constant | bar: Hr 1
DataCenter_HighITE_OA_SPEED | OA Air |  | Sun | 2014-01-01 | 2014-12-31 | Constant | Hr 1: 0
DataCenter_HighITE_OA_SPEED | OA Air |  | Sat | 2014-01-01 | 2014-12-31 | Constant | Hr 1: 0
DataCenter_HighITE_OA_SPEED | OA Air |  | Wkdy ¦ Default | 2014-01-01 | 2014-12-31 | Constant | Hr 1: 0
DataCenter_HighITE_EQUIP_SPEED | Equipment |  | WntrDsn | 2014-01-01 | 2014-12-31 | Constant | Hr 1: 0
DataCenter_HighITE_EQUIP_SPEED | Equipment |  | SmrDsn | 2014-01-01 | 2014-12-31 | Constant | bar: Hr 1
DataCenter_HighITE_EQUIP_SPEED | Equipment |  | Sun | 2020-01-01 | 2020-01-31 | Constant | Hr 1: 0.25
DataCenter_HighITE_EQUIP_SPEED | Equipment |  | Sat | 2020-01-01 | 2020-01-31 | Constant | Hr 1: 0.25
DataCenter_HighITE_EQUIP_SPEED | Equipment |  | Wkdy ¦ Default | 2020-01-01 | 2020-01-31 | Constant | Hr 1: 0.25
DataCenter_HighITE_EQUIP_SPEED | Equipment |  | Sun | 2020-02-01 | 2020-02-28 | Constant | Hr 1: 0.5
DataCenter_HighITE_EQUIP_SPEED | Equipment |  | Sat | 2020-02-01 | 2020-02-28 | Constant | Hr 1: 0.5
DataCenter_HighITE_EQUIP_SPEED | Equipment |  | Wkdy ¦ Default | 2020-02-01 | 2020-02-28 | Constant | Hr 1: 0.5
DataCenter_HighITE_EQUIP_SPEED | Equipment |  | Sun | 2020-03-01 | 2020-03-31 | Constant | Hr 1: 0.75
DataCenter_HighITE_EQUIP_SPEED | Equipment |  | Sat | 2020-03-01 | 2020-03-31 | Constant | Hr 1: 0.75
DataCenter_HighITE_EQUIP_SPEED | Equipment |  | Wkdy ¦ Default | 2020-03-01 | 2020-03-31 | Constant | Hr 1: 0.75
DataCenter_HighITE_EQUIP_SPEED | Equipment |  | Sun | 2020-04-01 | 2020-04-30 | Constant | bar: Hr 1
DataCenter_HighITE_EQUIP_SPEED | Equipment |  | Sat | 2020-04-01 | 2020-04-30 | Constant | bar: Hr 1
DataCenter_HighITE_EQUIP_SPEED | Equipment |  | Wkdy ¦ Default | 2020-04-01 | 2020-04-30 | Constant | bar: Hr 1
DataCenter_HighITE_EQUIP_SPEED | Equipment |  | Sun | 2020-05-01 | 2020-05-31 | Constant | Hr 1: 0.25
DataCenter_HighITE_EQUIP_SPEED | Equipment |  | Sat | 2020-05-01 | 2020-05-31 | Constant | Hr 1: 0.25
DataCenter_HighITE_EQUIP_SPEED | Equipment |  | Wkdy ¦ Default | 2020-05-01 | 2020-05-31 | Constant | Hr 1: 0.25
DataCenter_HighITE_EQUIP_SPEED | Equipment |  | Sun | 2020-06-01 | 2020-06-30 | Constant | Hr 1: 0.5
DataCenter_HighITE_EQUIP_SPEED | Equipment |  | Sat | 2020-06-01 | 2020-06-30 | Constant | Hr 1: 0.5
DataCenter_HighITE_EQUIP_SPEED | Equipment |  | Wkdy ¦ Default | 2020-06-01 | 2020-06-30 | Constant | Hr 1: 0.5
DataCenter_HighITE_EQUIP_SPEED | Equipment |  | Sun | 2020-07-01 | 2020-07-31 | Constant | Hr 1: 0.75
DataCenter_HighITE_EQUIP_SPEED | Equipment |  | Sat | 2020-07-01 | 2020-07-31 | Constant | Hr 1: 0.75
DataCenter_HighITE_EQUIP_SPEED | Equipment |  | Wkdy ¦ Default | 2020-07-01 | 2020-07-31 | Constant | Hr 1: 0.75
DataCenter_HighITE_EQUIP_SPEED | Equipment |  | Sun | 2020-08-01 | 2020-08-31 | Constant | bar: Hr 1
DataCenter_HighITE_EQUIP_SPEED | Equipment |  | Sat | 2020-08-01 | 2020-08-31 | Constant | bar: Hr 1
DataCenter_HighITE_EQUIP_SPEED | Equipment |  | Wkdy ¦ Default | 2020-08-01 | 2020-08-31 | Constant | bar: Hr 1
DataCenter_HighITE_EQUIP_SPEED | Equipment |  | Sun | 2020-09-01 | 2020-09-30 | Constant | Hr 1: 0.25
DataCenter_HighITE_EQUIP_SPEED | Equipment |  | Sat | 2020-09-01 | 2020-09-30 | Constant | Hr 1: 0.25
DataCenter_HighITE_EQUIP_SPEED | Equipment |  | Wkdy ¦ Default | 2020-09-01 | 2020-09-30 | Constant | Hr 1: 0.25
DataCenter_HighITE_EQUIP_SPEED | Equipment |  | Sun | 2020-10-01 | 2020-10-31 | Constant | Hr 1: 0.5
DataCenter_HighITE_EQUIP_SPEED | Equipment |  | Sat | 2020-10-01 | 2020-10-31 | Constant | Hr 1: 0.5
DataCenter_HighITE_EQUIP_SPEED | Equipment |  | Wkdy ¦ Default | 2020-10-01 | 2020-10-31 | Constant | Hr 1: 0.5
DataCenter_HighITE_EQUIP_SPEED | Equipment |  | Sun | 2020-11-01 | 2020-11-30 | Constant | Hr 1: 0.75
DataCenter_HighITE_EQUIP_SPEED | Equipment |  | Sat | 2020-11-01 | 2020-11-30 | Constant | Hr 1: 0.75
DataCenter_HighITE_EQUIP_SPEED | Equipment |  | Wkdy ¦ Default | 2020-11-01 | 2020-11-30 | Constant | Hr 1: 0.75
DataCenter_HighITE_EQUIP_SPEED | Equipment |  | Sun | 2020-12-01 | 2020-12-31 | Constant | bar: Hr 1
DataCenter_HighITE_EQUIP_SPEED | Equipment |  | Sat | 2020-12-01 | 2020-12-31 | Constant | bar: Hr 1
DataCenter_HighITE_EQUIP_SPEED | Equipment |  | Wkdy ¦ Default | 2020-12-01 | 2020-12-31 | Constant | bar: Hr 1
DataCenter_MediumITE_CLGSETP_SPEED | Thermostat Setpoint | C | WntrDsn | 2014-01-01 | 2014-12-31 | Constant | Hr 1: 23.9
DataCenter_MediumITE_CLGSETP_SPEED | Thermostat Setpoint | C | SmrDsn | 2014-01-01 | 2014-12-31 | Constant | Hr 1: 23.9
DataCenter_MediumITE_CLGSETP_SPEED | Thermostat Setpoint | C | Sun | 2014-01-01 | 2014-12-31 | Constant | Hr 1: 25.6
DataCenter_MediumITE_CLGSETP_SPEED | Thermostat Setpoint | C | Sat | 2014-01-01 | 2014-12-31 | Constant | Hr 1: 25.6
DataCenter_MediumITE_CLGSETP_SPEED | Thermostat Setpoint | C | Wkdy ¦ Default | 2014-01-01 | 2014-12-31 | Constant | Hr 1: 25.6
DataCenter_MediumITE_HTGSETP_SPEED | Thermostat Setpoint | C | WntrDsn | 2014-01-01 | 2014-12-31 | Constant | Hr 1: 21.1
DataCenter_MediumITE_HTGSETP_SPEED | Thermostat Setpoint | C | SmrDsn | 2014-01-01 | 2014-12-31 | Constant | Hr 1: 21.1
DataCenter_MediumITE_HTGSETP_SPEED | Thermostat Setpoint | C | Sun | 2014-01-01 | 2014-12-31 | Constant | Hr 1: 19.4
DataCenter_MediumITE_HTGSETP_SPEED | Thermostat Setpoint | C | Sat | 2014-01-01 | 2014-12-31 | Constant | Hr 1: 19.4
DataCenter_MediumITE_HTGSETP_SPEED | Thermostat Setpoint | C | Wkdy ¦ Default | 2014-01-01 | 2014-12-31 | Constant | Hr 1: 19.4
DataCenter_MediumITE_OCC_SPEED | Occupancy |  | WntrDsn | 2014-01-01 | 2014-12-31 | Constant | Hr 1: 0
DataCenter_MediumITE_OCC_SPEED | Occupancy |  | SmrDsn | 2014-01-01 | 2014-12-31 | Constant | bar: Hr 1
DataCenter_MediumITE_OCC_SPEED | Occupancy |  | Sun | 2014-01-01 | 2014-12-31 | Constant | Hr 1: 0
DataCenter_MediumITE_OCC_SPEED | Occupancy |  | Sat | 2014-01-01 | 2014-12-31 | Constant | Hr 1: 0
DataCenter_MediumITE_OCC_SPEED | Occupancy |  | Wkdy ¦ Default | 2014-01-01 | 2014-12-31 | Constant | Hr 1: 0
DataCenter_MediumITE_LIGHT_2007_SPEED | Lighting |  | WntrDsn | 2014-01-01 | 2014-12-31 | Constant | Hr 1: 0
DataCenter_MediumITE_LIGHT_2007_SPEED | Lighting |  | SmrDsn | 2014-01-01 | 2014-12-31 | Constant | bar: Hr 1
DataCenter_MediumITE_LIGHT_2007_SPEED | Lighting |  | Sun | 2014-01-01 | 2014-12-31 | Constant | bar: Hr 1
DataCenter_MediumITE_LIGHT_2007_SPEED | Lighting |  | Sat | 2014-01-01 | 2014-12-31 | Constant | bar: Hr 1
DataCenter_MediumITE_LIGHT_2007_SPEED | Lighting |  | Wkdy ¦ Default | 2014-01-01 | 2014-12-31 | Constant | bar: Hr 1
DataCenter_MediumITE_LIGHT_2010_SPEED | Lighting |  | WntrDsn | 2014-01-01 | 2014-12-31 | Constant | Hr 1: 0
DataCenter_MediumITE_LIGHT_2010_SPEED | Lighting |  | SmrDsn | 2014-01-01 | 2014-12-31 | Constant | bar: Hr 1
DataCenter_MediumITE_LIGHT_2010_SPEED | Lighting |  | Sun | 2014-01-01 | 2014-12-31 | Constant | bar: Hr 1
DataCenter_MediumITE_LIGHT_2010_SPEED | Lighting |  | Sat | 2014-01-01 | 2014-12-31 | Constant | bar: Hr 1
DataCenter_MediumITE_LIGHT_2010_SPEED | Lighting |  | Wkdy ¦ Default | 2014-01-01 | 2014-12-31 | Constant | bar: Hr 1
DataCenter_MediumITE_LIGHT_2013_SPEED | Lighting |  | WntrDsn | 2014-01-01 | 2014-12-31 | Constant | Hr 1: 0
DataCenter_MediumITE_LIGHT_2013_SPEED | Lighting |  | SmrDsn | 2014-01-01 | 2014-12-31 | Constant | bar: Hr 1
DataCenter_MediumITE_LIGHT_2013_SPEED | Lighting |  | Sun | 2014-01-01 | 2014-12-31 | Constant | bar: Hr 1
DataCenter_MediumITE_LIGHT_2013_SPEED | Lighting |  | Sat | 2014-01-01 | 2014-12-31 | Constant | bar: Hr 1
DataCenter_MediumITE_LIGHT_2013_SPEED | Lighting |  | Wkdy ¦ Default | 2014-01-01 | 2014-12-31 | Constant | bar: Hr 1
DataCenter_MediumITE_INFIL_SPEED | Infiltration |  | WntrDsn | 2014-01-01 | 2014-12-31 | Constant | bar: Hr 1
DataCenter_MediumITE_INFIL_SPEED | Infiltration |  | SmrDsn | 2014-01-01 | 2014-12-31 | Constant | bar: Hr 1
DataCenter_MediumITE_INFIL_SPEED | Infiltration |  | Sun | 2014-01-01 | 2014-12-31 | Constant | bar: Hr 1
DataCenter_MediumITE_INFIL_SPEED | Infiltration |  | Sat | 2014-01-01 | 2014-12-31 | Constant | bar: Hr 1
DataCenter_MediumITE_INFIL_SPEED | Infiltration |  | Wkdy ¦ Default | 2014-01-01 | 2014-12-31 | Constant | bar: Hr 1
DataCenter_MediumITE_ACTIVITY_SPEED | Activity | W | WntrDsn | 2014-01-01 | 2014-12-31 | Constant | Hr 1: 120
DataCenter_MediumITE_ACTIVITY_SPEED | Activity | W | SmrDsn | 2014-01-01 | 2014-12-31 | Constant | Hr 1: 120
DataCenter_MediumITE_ACTIVITY_SPEED | Activity | W | Sun | 2014-01-01 | 2014-12-31 | Constant | Hr 1: 120
DataCenter_MediumITE_ACTIVITY_SPEED | Activity | W | Sat | 2014-01-01 | 2014-12-31 | Constant | Hr 1: 120
DataCenter_MediumITE_ACTIVITY_SPEED | Activity | W | Wkdy ¦ Default | 2014-01-01 | 2014-12-31 | Constant | Hr 1: 120
DataCenter_MediumITE_OA_SPEED | OA Air |  | WntrDsn | 2014-01-01 | 2014-12-31 | Constant | bar: Hr 1
DataCenter_MediumITE_OA_SPEED | OA Air |  | SmrDsn | 2014-01-01 | 2014-12-31 | Constant | bar: Hr 1
DataCenter_MediumITE_OA_SPEED | OA Air |  | Sun | 2014-01-01 | 2014-12-31 | Constant | Hr 1: 0
DataCenter_MediumITE_OA_SPEED | OA Air |  | Sat | 2014-01-01 | 2014-12-31 | Constant | Hr 1: 0
DataCenter_MediumITE_OA_SPEED | OA Air |  | Wkdy ¦ Default | 2014-01-01 | 2014-12-31 | Constant | Hr 1: 0
DataCenter_MediumITE_EQUIP_SPEED | Equipment |  | WntrDsn | 2014-01-01 | 2014-12-31 | Constant | Hr 1: 0
DataCenter_MediumITE_EQUIP_SPEED | Equipment |  | SmrDsn | 2014-01-01 | 2014-12-31 | Constant | bar: Hr 1
DataCenter_MediumITE_EQUIP_SPEED | Equipment |  | Sun | 2020-01-01 | 2020-01-31 | Constant | Hr 1: 0.25
DataCenter_MediumITE_EQUIP_SPEED | Equipment |  | Sat | 2020-01-01 | 2020-01-31 | Constant | Hr 1: 0.25
DataCenter_MediumITE_EQUIP_SPEED | Equipment |  | Wkdy ¦ Default | 2020-01-01 | 2020-01-31 | Constant | Hr 1: 0.25
DataCenter_MediumITE_EQUIP_SPEED | Equipment |  | Sun | 2020-02-01 | 2020-02-28 | Constant | Hr 1: 0.5
DataCenter_MediumITE_EQUIP_SPEED | Equipment |  | Sat | 2020-02-01 | 2020-02-28 | Constant | Hr 1: 0.5
DataCenter_MediumITE_EQUIP_SPEED | Equipment |  | Wkdy ¦ Default | 2020-02-01 | 2020-02-28 | Constant | Hr 1: 0.5
DataCenter_MediumITE_EQUIP_SPEED | Equipment |  | Sun | 2020-03-01 | 2020-03-31 | Constant | Hr 1: 0.75
DataCenter_MediumITE_EQUIP_SPEED | Equipment |  | Sat | 2020-03-01 | 2020-03-31 | Constant | Hr 1: 0.75
DataCenter_MediumITE_EQUIP_SPEED | Equipment |  | Wkdy ¦ Default | 2020-03-01 | 2020-03-31 | Constant | Hr 1: 0.75
DataCenter_MediumITE_EQUIP_SPEED | Equipment |  | Sun | 2020-04-01 | 2020-04-30 | Constant | bar: Hr 1
DataCenter_MediumITE_EQUIP_SPEED | Equipment |  | Sat | 2020-04-01 | 2020-04-30 | Constant | bar: Hr 1
DataCenter_MediumITE_EQUIP_SPEED | Equipment |  | Wkdy ¦ Default | 2020-04-01 | 2020-04-30 | Constant | bar: Hr 1
DataCenter_MediumITE_EQUIP_SPEED | Equipment |  | Sun | 2020-05-01 | 2020-05-31 | Constant | Hr 1: 0.25
DataCenter_MediumITE_EQUIP_SPEED | Equipment |  | Sat | 2020-05-01 | 2020-05-31 | Constant | Hr 1: 0.25
DataCenter_MediumITE_EQUIP_SPEED | Equipment |  | Wkdy ¦ Default | 2020-05-01 | 2020-05-31 | Constant | Hr 1: 0.25
DataCenter_MediumITE_EQUIP_SPEED | Equipment |  | Sun | 2020-06-01 | 2020-06-30 | Constant | Hr 1: 0.5
DataCenter_MediumITE_EQUIP_SPEED | Equipment |  | Sat | 2020-06-01 | 2020-06-30 | Constant | Hr 1: 0.5
DataCenter_MediumITE_EQUIP_SPEED | Equipment |  | Wkdy ¦ Default | 2020-06-01 | 2020-06-30 | Constant | Hr 1: 0.5
DataCenter_MediumITE_EQUIP_SPEED | Equipment |  | Sun | 2020-07-01 | 2020-07-31 | Constant | Hr 1: 0.75
DataCenter_MediumITE_EQUIP_SPEED | Equipment |  | Sat | 2020-07-01 | 2020-07-31 | Constant | Hr 1: 0.75
DataCenter_MediumITE_EQUIP_SPEED | Equipment |  | Wkdy ¦ Default | 2020-07-01 | 2020-07-31 | Constant | Hr 1: 0.75
DataCenter_MediumITE_EQUIP_SPEED | Equipment |  | Sun | 2020-08-01 | 2020-08-31 | Constant | bar: Hr 1
DataCenter_MediumITE_EQUIP_SPEED | Equipment |  | Sat | 2020-08-01 | 2020-08-31 | Constant | bar: Hr 1
DataCenter_MediumITE_EQUIP_SPEED | Equipment |  | Wkdy ¦ Default | 2020-08-01 | 2020-08-31 | Constant | bar: Hr 1
DataCenter_MediumITE_EQUIP_SPEED | Equipment |  | Sun | 2020-09-01 | 2020-09-30 | Constant | Hr 1: 0.25
DataCenter_MediumITE_EQUIP_SPEED | Equipment |  | Sat | 2020-09-01 | 2020-09-30 | Constant | Hr 1: 0.25
DataCenter_MediumITE_EQUIP_SPEED | Equipment |  | Wkdy ¦ Default | 2020-09-01 | 2020-09-30 | Constant | Hr 1: 0.25
DataCenter_MediumITE_EQUIP_SPEED | Equipment |  | Sun | 2020-10-01 | 2020-10-31 | Constant | Hr 1: 0.5
DataCenter_MediumITE_EQUIP_SPEED | Equipment |  | Sat | 2020-10-01 | 2020-10-31 | Constant | Hr 1: 0.5
DataCenter_MediumITE_EQUIP_SPEED | Equipment |  | Wkdy ¦ Default | 2020-10-01 | 2020-10-31 | Constant | Hr 1: 0.5
DataCenter_MediumITE_EQUIP_SPEED | Equipment |  | Sun | 2020-11-01 | 2020-11-30 | Constant | Hr 1: 0.75
DataCenter_MediumITE_EQUIP_SPEED | Equipment |  | Sat | 2020-11-01 | 2020-11-30 | Constant | Hr 1: 0.75
DataCenter_MediumITE_EQUIP_SPEED | Equipment |  | Wkdy ¦ Default | 2020-11-01 | 2020-11-30 | Constant | Hr 1: 0.75
DataCenter_MediumITE_EQUIP_SPEED | Equipment |  | Sun | 2020-12-01 | 2020-12-31 | Constant | bar: Hr 1
DataCenter_MediumITE_EQUIP_SPEED | Equipment |  | Sat | 2020-12-01 | 2020-12-31 | Constant | bar: Hr 1
DataCenter_MediumITE_EQUIP_SPEED | Equipment |  | Wkdy ¦ Default | 2020-12-01 | 2020-12-31 | Constant | bar: Hr 1
DataCenter_LowITE_CLGSETP_SPEED | Thermostat Setpoint | C | WntrDsn | 2014-01-01 | 2014-12-31 | Constant | Hr 1: 23.9
DataCenter_LowITE_CLGSETP_SPEED | Thermostat Setpoint | C | SmrDsn | 2014-01-01 | 2014-12-31 | Constant | Hr 1: 23.9
DataCenter_LowITE_CLGSETP_SPEED | Thermostat Setpoint | C | Sun | 2014-01-01 | 2014-12-31 | Constant | Hr 1: 25.6
DataCenter_LowITE_CLGSETP_SPEED | Thermostat Setpoint | C | Sat | 2014-01-01 | 2014-12-31 | Constant | Hr 1: 25.6
DataCenter_LowITE_CLGSETP_SPEED | Thermostat Setpoint | C | Wkdy ¦ Default | 2014-01-01 | 2014-12-31 | Constant | Hr 1: 25.6
DataCenter_LowITE_HTGSETP_SPEED | Thermostat Setpoint | C | WntrDsn | 2014-01-01 | 2014-12-31 | Constant | Hr 1: 21.1
DataCenter_LowITE_HTGSETP_SPEED | Thermostat Setpoint | C | SmrDsn | 2014-01-01 | 2014-12-31 | Constant | Hr 1: 21.1
DataCenter_LowITE_HTGSETP_SPEED | Thermostat Setpoint | C | Sun | 2014-01-01 | 2014-12-31 | Constant | Hr 1: 19.4
DataCenter_LowITE_HTGSETP_SPEED | Thermostat Setpoint | C | Sat | 2014-01-01 | 2014-12-31 | Constant | Hr 1: 19.4
DataCenter_LowITE_HTGSETP_SPEED | Thermostat Setpoint | C | Wkdy ¦ Default | 2014-01-01 | 2014-12-31 | Constant | Hr 1: 19.4
DataCenter_LowITE_OCC_SPEED | Occupancy |  | WntrDsn | 2014-01-01 | 2014-12-31 | Constant | Hr 1: 0
DataCenter_LowITE_OCC_SPEED | Occupancy |  | SmrDsn | 2014-01-01 | 2014-12-31 | Constant | bar: Hr 1
DataCenter_LowITE_OCC_SPEED | Occupancy |  | Sun | 2014-01-01 | 2014-12-31 | Constant | Hr 1: 0
DataCenter_LowITE_OCC_SPEED | Occupancy |  | Sat | 2014-01-01 | 2014-12-31 | Constant | Hr 1: 0
DataCenter_LowITE_OCC_SPEED | Occupancy |  | Wkdy ¦ Default | 2014-01-01 | 2014-12-31 | Constant | Hr 1: 0
DataCenter_LowITE_LIGHT_2007_SPEED | Lighting |  | WntrDsn | 2014-01-01 | 2014-12-31 | Constant | Hr 1: 0
DataCenter_LowITE_LIGHT_2007_SPEED | Lighting |  | SmrDsn | 2014-01-01 | 2014-12-31 | Constant | bar: Hr 1
DataCenter_LowITE_LIGHT_2007_SPEED | Lighting |  | Sun | 2014-01-01 | 2014-12-31 | Constant | bar: Hr 1
DataCenter_LowITE_LIGHT_2007_SPEED | Lighting |  | Sat | 2014-01-01 | 2014-12-31 | Constant | bar: Hr 1
DataCenter_LowITE_LIGHT_2007_SPEED | Lighting |  | Wkdy ¦ Default | 2014-01-01 | 2014-12-31 | Constant | bar: Hr 1
DataCenter_LowITE_LIGHT_2010_SPEED | Lighting |  | WntrDsn | 2014-01-01 | 2014-12-31 | Constant | Hr 1: 0
DataCenter_LowITE_LIGHT_2010_SPEED | Lighting |  | SmrDsn | 2014-01-01 | 2014-12-31 | Constant | bar: Hr 1
DataCenter_LowITE_LIGHT_2010_SPEED | Lighting |  | Sun | 2014-01-01 | 2014-12-31 | Constant | bar: Hr 1
DataCenter_LowITE_LIGHT_2010_SPEED | Lighting |  | Sat | 2014-01-01 | 2014-12-31 | Constant | bar: Hr 1
DataCenter_LowITE_LIGHT_2010_SPEED | Lighting |  | Wkdy ¦ Default | 2014-01-01 | 2014-12-31 | Constant | bar: Hr 1
DataCenter_LowITE_LIGHT_2013_SPEED | Lighting |  | WntrDsn | 2014-01-01 | 2014-12-31 | Constant | Hr 1: 0
DataCenter_LowITE_LIGHT_2013_SPEED | Lighting |  | SmrDsn | 2014-01-01 | 2014-12-31 | Constant | bar: Hr 1
DataCenter_LowITE_LIGHT_2013_SPEED | Lighting |  | Sun | 2014-01-01 | 2014-12-31 | Constant | bar: Hr 1
DataCenter_LowITE_LIGHT_2013_SPEED | Lighting |  | Sat | 2014-01-01 | 2014-12-31 | Constant | bar: Hr 1
DataCenter_LowITE_LIGHT_2013_SPEED | Lighting |  | Wkdy ¦ Default | 2014-01-01 | 2014-12-31 | Constant | bar: Hr 1
DataCenter_LowITE_INFIL_SPEED | Infiltration |  | WntrDsn | 2014-01-01 | 2014-12-31 | Constant | bar: Hr 1
DataCenter_LowITE_INFIL_SPEED | Infiltration |  | SmrDsn | 2014-01-01 | 2014-12-31 | Constant | bar: Hr 1
DataCenter_LowITE_INFIL_SPEED | Infiltration |  | Sun | 2014-01-01 | 2014-12-31 | Constant | bar: Hr 1
DataCenter_LowITE_INFIL_SPEED | Infiltration |  | Sat | 2014-01-01 | 2014-12-31 | Constant | bar: Hr 1
DataCenter_LowITE_INFIL_SPEED | Infiltration |  | Wkdy ¦ Default | 2014-01-01 | 2014-12-31 | Constant | bar: Hr 1
DataCenter_LowITE_ACTIVITY_SPEED | Activity | W | WntrDsn | 2014-01-01 | 2014-12-31 | Constant | Hr 1: 120
DataCenter_LowITE_ACTIVITY_SPEED | Activity | W | SmrDsn | 2014-01-01 | 2014-12-31 | Constant | Hr 1: 120
DataCenter_LowITE_ACTIVITY_SPEED | Activity | W | Sun | 2014-01-01 | 2014-12-31 | Constant | Hr 1: 120
DataCenter_LowITE_ACTIVITY_SPEED | Activity | W | Sat | 2014-01-01 | 2014-12-31 | Constant | Hr 1: 120
DataCenter_LowITE_ACTIVITY_SPEED | Activity | W | Wkdy ¦ Default | 2014-01-01 | 2014-12-31 | Constant | Hr 1: 120
DataCenter_LowITE_OA_SPEED | OA Air |  | WntrDsn | 2014-01-01 | 2014-12-31 | Constant | bar: Hr 1
DataCenter_LowITE_OA_SPEED | OA Air |  | SmrDsn | 2014-01-01 | 2014-12-31 | Constant | bar: Hr 1
DataCenter_LowITE_OA_SPEED | OA Air |  | Sun | 2014-01-01 | 2014-12-31 | Constant | Hr 1: 0
DataCenter_LowITE_OA_SPEED | OA Air |  | Sat | 2014-01-01 | 2014-12-31 | Constant | Hr 1: 0
DataCenter_LowITE_OA_SPEED | OA Air |  | Wkdy ¦ Default | 2014-01-01 | 2014-12-31 | Constant | Hr 1: 0
DataCenter_LowITE_EQUIP_SPEED | Equipment |  | WntrDsn | 2014-01-01 | 2014-12-31 | Constant | Hr 1: 0
DataCenter_LowITE_EQUIP_SPEED | Equipment |  | SmrDsn | 2014-01-01 | 2014-12-31 | Constant | bar: Hr 1
DataCenter_LowITE_EQUIP_SPEED | Equipment |  | Sun | 2020-01-01 | 2020-01-31 | Constant | Hr 1: 0.25
DataCenter_LowITE_EQUIP_SPEED | Equipment |  | Sat | 2020-01-01 | 2020-01-31 | Constant | Hr 1: 0.25
DataCenter_LowITE_EQUIP_SPEED | Equipment |  | Wkdy ¦ Default | 2020-01-01 | 2020-01-31 | Constant | Hr 1: 0.25
DataCenter_LowITE_EQUIP_SPEED | Equipment |  | Sun | 2020-02-01 | 2020-02-28 | Constant | Hr 1: 0.5
DataCenter_LowITE_EQUIP_SPEED | Equipment |  | Sat | 2020-02-01 | 2020-02-28 | Constant | Hr 1: 0.5
DataCenter_LowITE_EQUIP_SPEED | Equipment |  | Wkdy ¦ Default | 2020-02-01 | 2020-02-28 | Constant | Hr 1: 0.5
DataCenter_LowITE_EQUIP_SPEED | Equipment |  | Sun | 2020-03-01 | 2020-03-31 | Constant | Hr 1: 0.75
DataCenter_LowITE_EQUIP_SPEED | Equipment |  | Sat | 2020-03-01 | 2020-03-31 | Constant | Hr 1: 0.75
DataCenter_LowITE_EQUIP_SPEED | Equipment |  | Wkdy ¦ Default | 2020-03-01 | 2020-03-31 | Constant | Hr 1: 0.75
DataCenter_LowITE_EQUIP_SPEED | Equipment |  | Sun | 2020-04-01 | 2020-04-30 | Constant | bar: Hr 1
DataCenter_LowITE_EQUIP_SPEED | Equipment |  | Sat | 2020-04-01 | 2020-04-30 | Constant | bar: Hr 1
DataCenter_LowITE_EQUIP_SPEED | Equipment |  | Wkdy ¦ Default | 2020-04-01 | 2020-04-30 | Constant | bar: Hr 1
DataCenter_LowITE_EQUIP_SPEED | Equipment |  | Sun | 2020-05-01 | 2020-05-31 | Constant | Hr 1: 0.25
DataCenter_LowITE_EQUIP_SPEED | Equipment |  | Sat | 2020-05-01 | 2020-05-31 | Constant | Hr 1: 0.25
DataCenter_LowITE_EQUIP_SPEED | Equipment |  | Wkdy ¦ Default | 2020-05-01 | 2020-05-31 | Constant | Hr 1: 0.25
DataCenter_LowITE_EQUIP_SPEED | Equipment |  | Sun | 2020-06-01 | 2020-06-30 | Constant | Hr 1: 0.5
DataCenter_LowITE_EQUIP_SPEED | Equipment |  | Sat | 2020-06-01 | 2020-06-30 | Constant | Hr 1: 0.5
DataCenter_LowITE_EQUIP_SPEED | Equipment |  | Wkdy ¦ Default | 2020-06-01 | 2020-06-30 | Constant | Hr 1: 0.5
DataCenter_LowITE_EQUIP_SPEED | Equipment |  | Sun | 2020-07-01 | 2020-07-31 | Constant | Hr 1: 0.75
DataCenter_LowITE_EQUIP_SPEED | Equipment |  | Sat | 2020-07-01 | 2020-07-31 | Constant | Hr 1: 0.75
DataCenter_LowITE_EQUIP_SPEED | Equipment |  | Wkdy ¦ Default | 2020-07-01 | 2020-07-31 | Constant | Hr 1: 0.75
DataCenter_LowITE_EQUIP_SPEED | Equipment |  | Sun | 2020-08-01 | 2020-08-31 | Constant | bar: Hr 1
DataCenter_LowITE_EQUIP_SPEED | Equipment |  | Sat | 2020-08-01 | 2020-08-31 | Constant | bar: Hr 1
DataCenter_LowITE_EQUIP_SPEED | Equipment |  | Wkdy ¦ Default | 2020-08-01 | 2020-08-31 | Constant | bar: Hr 1
DataCenter_LowITE_EQUIP_SPEED | Equipment |  | Sun | 2020-09-01 | 2020-09-30 | Constant | Hr 1: 0.25
DataCenter_LowITE_EQUIP_SPEED | Equipment |  | Sat | 2020-09-01 | 2020-09-30 | Constant | Hr 1: 0.25
DataCenter_LowITE_EQUIP_SPEED | Equipment |  | Wkdy ¦ Default | 2020-09-01 | 2020-09-30 | Constant | Hr 1: 0.25
DataCenter_LowITE_EQUIP_SPEED | Equipment |  | Sun | 2020-10-01 | 2020-10-31 | Constant | Hr 1: 0.5
DataCenter_LowITE_EQUIP_SPEED | Equipment |  | Sat | 2020-10-01 | 2020-10-31 | Constant | Hr 1: 0.5
DataCenter_LowITE_EQUIP_SPEED | Equipment |  | Wkdy ¦ Default | 2020-10-01 | 2020-10-31 | Constant | Hr 1: 0.5
DataCenter_LowITE_EQUIP_SPEED | Equipment |  | Sun | 2020-11-01 | 2020-11-30 | Constant | Hr 1: 0.75
DataCenter_LowITE_EQUIP_SPEED | Equipment |  | Sat | 2020-11-01 | 2020-11-30 | Constant | Hr 1: 0.75
DataCenter_LowITE_EQUIP_SPEED | Equipment |  | Wkdy ¦ Default | 2020-11-01 | 2020-11-30 | Constant | Hr 1: 0.75
DataCenter_LowITE_EQUIP_SPEED | Equipment |  | Sun | 2020-12-01 | 2020-12-31 | Constant | bar: Hr 1
DataCenter_LowITE_EQUIP_SPEED | Equipment |  | Sat | 2020-12-01 | 2020-12-31 | Constant | bar: Hr 1
DataCenter_LowITE_EQUIP_SPEED | Equipment |  | Wkdy ¦ Default | 2020-12-01 | 2020-12-31 | Constant | bar: Hr 1